## Multi_solutions
Legend:
row 20 | International Regulations
row 61 | ISO Methods
row 115 | EPA Methods
row 249 | ASTM Methods
row 263 | EN Methods
row 288 | DIN Methods
row 295 | Miscellaneous
row 429 | Other
row 437 | e-Cigar
International Regulations
CODE | DESCRIPTION | VOL | MSR | SHELF-LIFE | PURPOSE | PRESCRIPTION | ISO 17034\ ISO 17025
F236694 | CEN/TS 16181: Multiple substance stock solution for GC 16 components; 10ug/ml each of Naphthalene [CAS:91-20-3] ; Acenaphthylene [CAS:208-96-8] ; Acenaphthene [CAS:83-32-9] ; Fluorene [CAS:86-73-7] ; Phenanthrene [CAS:85-01-8] ; Anthracene [CAS:120-12-7] ; Fluoranthene [CAS:206-44-0] ; Pyrene [CAS:129-00-0] ; Benzo(a)anthracene [CAS:56-55-3] ; Chrysene [CAS:218-01-9] ; Benzo(b)fluoranthene [CAS:205-99-2] ; Benzo(k)fluoranthene [CAS:207-08-9] ; Benzo(a)pyrene [CAS:50-32-8] ; Dibenzo(a,h)anthracene [CAS:53-70-3] ; Benzo(g,h,i)perylene [CAS:191-24-2] ; Indeno(1,2,3-c,d)pyrene [CAS:193-39-5] in Toluene Storage conditions: Stored under normal laboratory conditions | 1 | ml | 24 | European Environmental Methods | International Regulations | Yes
F131530 | Mix recomended by the European Pharmacopoeia/ ICH- Class 1- 5 components Benzene [CAS:71-43-2] 2mg/l ; 1,2-Dichloroethane [CAS:107-06-2] 5mg/l ; 1,1-Dichloroethene [CAS:75-35-4] 8mg/l ; Tetrachloromethane [CAS:56-23-5] 4mg/l ; 1,1,1-Trichloroethane [CAS:71-55-6] 10mg/l in Dimethylsulphoxide / Water (9/1) | 1 | ml | 24 | European Environmental Methods | International Regulations | Yes
F131540 | Ph Eur 2.4.24. Residual Solvents Class 2 Mix C - 6 components Ethyleneglycol-monoethyl ether (2-Ethoxyethanol) [CAS:110-80-5] 160mg/l ; Ethyleneglycol [CAS:107-21-1] 620mg/l ; Formamide [CAS:75-12-7] 220mg/l ; Ethyleneglycol-monomethyl ether (2-Methoxyethanol) [CAS:109-86-4] 50mg/l ; 1-Methyl-2-pyrrolidon [CAS:872-50-4] 4840mg/l ; Sulfolan [CAS:126-33-0] 160mg/l in Water | 1 | ml | 24 | European Environmental Methods | International Regulations | Yes
F236784 | CEN/TS 16621: PAH4 standard solution of 4 components; 10ug/ml each of Benzo(a)pyrene [CAS:50-32-8] ; Benzo(a)anthracene [CAS:56-55-3] ; Benzo(b)fluoranthene [CAS:205-99-2] ; Chrysene [CAS:218-01-9] in Acetonitrile Storage conditions: Stored in refrigerator | 1 | ml | 12 | European Environmental Methods | International Regulations | Yes
F236794 | CEN/TS 16621 15+1 EU Priority PAHs Standard Solution; 10ug/ml each of Benzo(a)pyrene [CAS:50-32-8] ; Chrysene [CAS:218-01-9] ; Benzo(b)fluoranthene [CAS:205-99-2] ; Benzo(a)anthracene [CAS:56-55-3] ; Benzo(k)fluoranthene [CAS:207-08-9] ; Dibenzo(a,h)anthracene [CAS:53-70-3] ; Benzo(g,h,i)perylene [CAS:191-24-2] ; Indeno(1,2,3-c,d)pyrene [CAS:193-39-5] ; 7H-Benzo(c)fluorene [CAS:205-12-9] ; Cyclopenta(c,d)pyrene [CAS:27208-37-3] ; 5-Methylchrysene [CAS:3697-24-3] ; Benzo(j)fluoranthene [CAS:205-82-3] ; Dibenzo(a,l)pyrene [CAS:191-30-0] ; Dibenzo(a,e)pyrene [CAS:192-65-4] ; Dibenzo(a,i)pyrene [CAS:189-55-9] ; Dibenzo(a,h)pyrene [CAS:189-64-0] in Acetonitrile Storage conditions: Long-term stability: store in a freezer; Shipping :styrofoam box with ice packs | 1 | ml | 12 | European Environmental Methods | International Regulations | Yes
F131690 | Acetonitrile [CAS:75-05-8] 2.05ug/ml ; Chlorobenzene [CAS:108-90-7] 1.8ug/ml ; Cyclohexane [CAS:110-82-7] 19.4ug/ml ; cis-1,2-Dichloroethene [CAS:156-59-2] 4.7ug/ml ; trans-1,2-Dichloroethene [CAS:156-60-5] 4.7ug/ml ; Dioxan (1,4-Dioxane) [CAS:123-91-1] 1.9ug/ml ; Ethylbenzene [CAS:100-41-4] 1.84ug/ml ; Methanol [CAS:67-56-1] 15ug/ml ; Methylcyclohexane [CAS:108-87-2] 5.9ug/ml ; Dichloromethane (Methylene chloride) [CAS:75-09-2] 3ug/ml ; Tetrahydrofuran [CAS:109-99-9] 3.45ug/ml ; Toluene [CAS:108-88-3] 4.45ug/ml ; m-Xylene [CAS:108-38-3] 6.51ug/ml ; o-Xylene [CAS:95-47-6] 0.98ug/ml ; p-Xylene [CAS:106-42-3] 1.52ug/ml in Dimethylsulphoxide | 1 | ml | 24 | OVI | International Regulations | Yes
F145486 | 8 components; 100ug/ml each of Nitrobenzene [CAS:98-95-3] ; 1,2-Dinitrobenzene [CAS:528-29-0] ; 1,3-Dinitrobenzene [CAS:99-65-0] ; 1-Chloro-2-nitrobenzene [CAS:88-73-3] ; 1-Chloro-3-nitrobenzene [CAS:121-73-3] ; 1-Chloro-4-nitrobenzene [CAS:100-00-5] ; 2,5-Dichloronitrobenzene [CAS:89-61-2] ; 3,4-Dichloronitrobenzene [CAS:99-54-7] in Methanol Storage conditions: Stored under normal laboratory conditions | 1 | ml | 24 | Italian Environmental Regulation | International Regulations | Yes
F871941 | Method DM 471 Standard Mixture 1 - 8 components; 1000ug/ml each of Benzene [CAS:71-43-2] ; Ethylbenzene [CAS:100-41-4] ; Styrene [CAS:100-42-5] ; Methyl-tert.butylether (MTBE) [CAS:1634-04-4] ; Toluene [CAS:108-88-3] ; o-Xylene [CAS:95-47-6] ; m-Xylene [CAS:108-38-3] ; p-Xylene [CAS:106-42-3] in Methanol | 1 | ml | 24 | Italian Environmental Regulation | International Regulations | Yes
F871951 | Method DM 471 Standard Mixture 2 - 8 components; 10ug/ml each of Benzene [CAS:71-43-2] ; Ethylbenzene [CAS:100-41-4] ; Styrene [CAS:100-42-5] ; Methyl-tert.butylether (MTBE) [CAS:1634-04-4] ; Toluene [CAS:108-88-3] ; o-Xylene [CAS:95-47-6] ; m-Xylene [CAS:108-38-3] ; p-Xylene [CAS:106-42-3] in Methanol | 1 | ml | 24 | Italian Environmental Regulation | International Regulations | Yes
F871961 | Method DM 471 Standard Mixture 3 - 7 components; 10ug/ml each of Aniline [CAS:62-53-3] ; Diphenylamine [CAS:122-39-4] ; o-Toluidine [CAS:95-53-4] ; o-Anisidine [CAS:90-04-0] ; 3-Anisidine (m-Anisidine) [CAS:536-90-3] ; 4-Anisidine (p-Anisidine) [CAS:104-94-9] ; p-Toluidine [CAS:106-49-0] in Methanol | 1 | ml | 24 | Italian Environmental Regulation | International Regulations | Yes
F871971 | Method DM 471 Standard Mixture 4 - 8 components; 500ug/ml each of n-Pentane [CAS:109-66-0] ; n-Hexane [CAS:110-54-3] ; n-Heptane [CAS:142-82-5] ; n-Octane [CAS:111-65-9] ; n-Nonane [CAS:111-84-2] ; n-Decane [CAS:124-18-5] ; n-Undecane [CAS:1120-21-4] ; n-Dodecane [CAS:112-40-3] in Methanol | 1 | ml | 24 | Italian Environmental Regulation | International Regulations | Yes
F871981 | Method DM 471 Standard Mixture 5 - 7 components; 100ug/ml each of Aniline [CAS:62-53-3] ; Diphenylamine [CAS:122-39-4] ; o-Toluidine [CAS:95-53-4] ; o-Anisidine [CAS:90-04-0] ; 3-Anisidine (m-Anisidine) [CAS:536-90-3] ; 4-Anisidine (p-Anisidine) [CAS:104-94-9] ; p-Toluidine [CAS:106-49-0] in Methanol | 1 | ml | 24 | Italian Environmental Regulation | International Regulations | Yes
F871991 | Method DM 471 Standard Mixture 6 - 8 components; 100ug/ml each of Chlorobenzene [CAS:108-90-7] ; 1,2-Dichlorobenzene [CAS:95-50-1] ; 1,3-Dichlorobenzene [CAS:541-73-1] ; 1,4-Dichlorobenzene [CAS:106-46-7] ; 1,2,4-Trichlorobenzene [CAS:120-82-1] ; 1,2,4,5-Tetrachlorobenzene [CAS:95-94-3] ; Pentachlorobenzene [CAS:608-93-5] ; Hexachlorobenzene [CAS:118-74-1] in Methanol | 1 | ml | 24 | Italian Environmental Regulation | International Regulations | Yes
F872001 | Method DM 471 Standard Mixture 8 - 14 components; 100ug/ml each of Chloromethane [CAS:74-87-3] ; Chloroform [CAS:67-66-3] ; Vinylchloride [CAS:75-01-4] ; 1,2-Dichloroethane [CAS:107-06-2] ; 1,1-Dichloroethene [CAS:75-35-4] ; 1,1-Dichloroethane [CAS:75-34-3] ; cis-1,2-Dichloroethene [CAS:156-59-2] ; trans-1,2-Dichloroethene [CAS:156-60-5] ; Dichloromethane [CAS:75-09-2] ; Tribromomethane (Bromoform) [CAS:75-25-2] ; 1,2-Dibromoethane [CAS:106-93-4] ; Dibromochloromethane [CAS:124-48-1] ; Bromodichloromethane [CAS:75-27-4] ; 1,2-Dichloropropane [CAS:78-87-5] in Methanol | 1 | ml | 24 | Italian Environmental Regulation | International Regulations | Yes
F872011 | Method DM 471 Standard Mixture 10 - 7 components; 100ug/ml each of 1,1,2-Trichloroethane [CAS:79-00-5] ; Trichloroethene [CAS:79-01-6] ; 1,2,3-Trichloropropane [CAS:96-18-4] ; 1,1,2,2-Tetrachloroethane [CAS:79-34-5] ; Tetrachloroethene [CAS:127-18-4] ; Hexachloro-1,3-butadiene [CAS:87-68-3] ; 1,1,1-Trichloroethane [CAS:71-55-6] in Methanol | 1 | ml | 24 | Italian Environmental Regulation | International Regulations | Yes
F872031 | Method DM 471 Pesticide Standard - 15 components; 100ug/ml each of Alachlor [CAS:15972-60-8] ; Aldrin [CAS:309-00-2] ; Atrazine [CAS:1912-24-9] ; Alpha-HCH [CAS:319-84-6] ; Beta-HCH [CAS:319-85-7] ; Gamma-HCH (Lindane) [CAS:58-89-9] ; Chlordane (technical) [CAS:57-74-9] ; 2,4'-DDD [CAS:53-19-0] ; 4,4'-DDD (TDE) [CAS:72-54-8] ; 2,4'-DDE [CAS:3424-82-6] ; 4,4'-DDE [CAS:72-55-9] ; 2,4'-DDT [CAS:789-02-6] ; 4,4'-DDT [CAS:50-29-3] ; Dieldrin [CAS:60-57-1] ; Endrin [CAS:72-20-8] in Acetone | 1 | ml | 24 | Italian Environmental Regulation | International Regulations | Yes
F872041 | 6 components; 100ug/ml each of Nitrobenzene [CAS:98-95-3] ; 1,2-Dinitrobenzene [CAS:528-29-0] ; 1,3-Dinitrobenzene [CAS:99-65-0] ; 1-Chloro-2-nitrobenzene [CAS:88-73-3] ; 1-Chloro-3-nitrobenzene [CAS:121-73-3] ; 1-Chloro-4-nitrobenzene [CAS:100-00-5] in Methanol | 1 | ml | 24 | Italian Environmental Regulation | International Regulations | Yes
F872051 | Method DM 471 Standard Mixture 7 - 9 components; 100ug/ml each of 2-Chlorophenol [CAS:95-57-8] ; 4-Chlorophenol [CAS:106-48-9] ; 2,4-Dichlorophenol [CAS:120-83-2] ; 2,4,6-Trichlorophenol [CAS:88-06-2] ; Pentachlorophenol [CAS:87-86-5] ; Phenol [CAS:108-95-2] ; 2-Methylphenol (o-Cresol) [CAS:95-48-7] ; 3-Methylphenol (m-Cresol) [CAS:108-39-4] ; 4-Methylphenol (p-Cresol) [CAS:106-44-5] in Methanol | 1 | ml | 24 | Italian Environmental Regulation | International Regulations | Yes
F868320 | Method DM 471 Pesticide Mixture - 16 components; 100ug/ml each of Alachlor [CAS:15972-60-8] ; Aldrin [CAS:309-00-2] ; Atrazine [CAS:1912-24-9] ; Alpha-HCH [CAS:319-84-6] ; Beta-HCH [CAS:319-85-7] ; Gamma-HCH (Lindane) [CAS:58-89-9] ; cis-Chlordane [CAS:5103-71-9] ; trans-Chlordane [CAS:5103-74-2] ; 2,4'-DDD [CAS:53-19-0] ; 4,4'-DDD (TDE) [CAS:72-54-8] ; 2,4'-DDE [CAS:3424-82-6] ; 4,4'-DDE [CAS:72-55-9] ; 2,4'-DDT [CAS:789-02-6] ; 4,4'-DDT [CAS:50-29-3] ; Dieldrin [CAS:60-57-1] ; Endrin [CAS:72-20-8] in Acetone Storage conditions: Long-term stability:store in a refrigerator; Shipping: at room temp. | 1 | ml | 24 | Italian Environmental Regulation | International Regulations | Yes
F131680 | Benzene [CAS:71-43-2] 10ug/ml ; Tetrachloromethane (Carbon tetrachloride) [CAS:56-23-5] 20ug/ml ; 1,2-Dichloroethane [CAS:107-06-2] 25ug/ml ; 1,1-Dichloroethene [CAS:75-35-4] 40ug/ml ; Trichloroethene [CAS:79-01-6] 50ug/ml in Dimethylsulphoxide | 1 | ml | 24 | OVI | International Regulations | Yes
2.4.22-1 | Fatty Acids – Mixture of calibrating substances according to Ph Eur 2.4.22-1 - 6 components; Methyl laurate R [CAS:111-82-0] 5% (m/m) ; Methyl myristate R [CAS:124-10-7] 5% (m/m) ; Methyl palmitate R [CAS:112-39-0] 10% (m/m) ; Methyl stearate R[CAS:112-61-8] 20% (m/m) ; Methyl arachidate R [CAS:1120-28-1] 40% (m/m) ; Methyl Oleate R [CAS:112-62-9] 20% (m/m) | 100 | mg | 24 | Ph Eur | International Regulations | Yes
2.4.22-1-RSA | Fatty Acids -Method A Reference Solution (a) according to Ph Eur 2.4.22-1 - 6 components; Methyl laurate [CAS:111-82-0] 0.0005% (m/m) ; Methyl myristoleate [CAS:56219-06-8] 0.0005% (m/m) ; Methyl palmitate[CAS:112-39-0] 0.001% (m/m) ; Methyl stearate [CAS:112-61-8] 0.002% (m/m) ; Methyl arachidate[CAS:1120-28-1] 0.004% (m/m) ; Methyl Oleate [CAS:112-62-9] 0.002% (m/m) in n-Heptane | 1 | ml | 24 | Ph Eur | International Regulations | Yes
2.4.22-1-RSB | Fatty Acids - Method A Reference Solution (b) - 6 components dilluted 1:10 in heptane R | 10 | ml | 24 | Ph Eur | International Regulations | Yes
2.4.22-2 | Fatty Acids - Mixture of calibrating substances according to Ph Eur 2.4.22-2 - 5 components; Methyl caproate R [CAS:106-70-7] 10% (m/m) ; Methyl caprylate R [CAS:111-11-5] 10% (m/m) ; Methyl decanoate R [CAS:110-42-9] 20% (m/m) ; Methyl laurate R[CAS:111-82-0] 20% (m/m) ; Tetradecanoic acid-methyl ester (Methyl myristate) [CAS:124-10-7] 40% (m/m) | 100 | mg | 24 | Ph Eur | International Regulations | Yes
2.4.22-3 | Fatty Acids - Mixture of calibrating substances according to Ph Eur 2.4.22-3 8 components; Methyl myristate R[CAS:124-10-7] 5% (m/m) ; Methyl palmitate R [CAS:112-39-0] 10% (m/m) ; Methyl stearate R [CAS:112-61-8] 15% (m/m) ; Methyl arachidate R[CAS:1120-28-1] 20% (m/m) ; Methyl Oleate [CAS:112-62-9] 20% (m/m) ; Methyl Eicosenoate R [CAS:2390-09-2] 10% (m/m) ; Methyl behenate R [CAS:929-77-1] 10% (m/m) ; Methyl Linocerate R [CAS:2442-49-1] 10% (m/m) | 100 | mg | 24 | Ph Eur | International Regulations | Yes
92E8.10K.DMSO.1 | Ph Eur Ver 8.8 - 2.4.24 Residual Solvents Class 1: 5 components; Benzene [CAS:71-43-2] 4mg/ml ; 1,2-Dichloroethane [CAS:107-06-2] 10mg/ml ; Tetrachloromethane [CAS:56-23-5] 8mg/ml ; 1,1-Dichloroethene [CAS:75-35-4] 16mg/ml ; 1,1,1-Trichloroethane [CAS:71-55-6] 20mg/ml in Dimethylsulphoxide | 1 | ml | 24 | Ph Eur | International Regulations | Yes
F241674 | Ph Eur 2.4.24. Residual Solvents Class 2 Mix A 14 components; Chlorobenzene [CAS:108-90-7] 360ug/ml ; Cyclohexane [CAS:110-82-7] 3880ug/ml ; cis-1,2-Dichloroethene [CAS:156-59-2] 1870ug/ml ; Dichloromethane [CAS:75-09-2] 600ug/ml ; Ethylbenzene [CAS:100-41-4] 369ug/ml ; n-Hexane [CAS:110-54-3] 290ug/ml ; Methylcyclohexane [CAS:108-87-2] 1180ug/ml ; Dimethylformamide (N,N - Dimethylformamide) [CAS:68-12-2] 880ug/ml ; Toluene [CAS:108-88-3] 890ug/ml ; Trichloroethene (1,1,2-Trichloroethene) [CAS:79-01-6] 80ug/ml ; m-Xylene [CAS:108-38-3] 1302ug/ml ; o-Xylene [CAS:95-47-6] 195ug/ml ; p-Xylene [CAS:106-42-3] 304ug/ml ; Tetrahydrofuran [CAS:109-99-9] 720ug/ml in Dimethylsulphoxide | 1 | ml | 24 | Ph Eur | International Regulations | Yes
F369554 | Ph Eur ver. 8.8 - 2.4.24. Residual Solvents Class 2 Mix B 11 components; Acetonitrile [CAS:75-05-8] 410mg/l ; Chloroform [CAS:67-66-3] 60mg/l ; 1,2-Dimethoxyethane [CAS:110-71-4] 100mg/l ; N,N-Dimethylacetamide [CAS:127-19-5] 1090mg/l ; Dioxan [CAS:123-91-1] 380mg/l ; 2-Hexanone [CAS:591-78-6] 50mg/l ; Methanol [CAS:67-56-1] 3000mg/l ; Nitromethane [CAS:75-52-5] 50mg/l ; Pyridine [CAS:110-86-1] 200mg/l ; 1,2,3,4-Tetrahydronaphthalene [CAS:119-64-2] 100mg/l ; Isopropylbenzene (Cumene) [CAS:98-82-8] 70mg/l in Dimethylsulphoxide / Water (9/1) Storage conditions: Stored under normal laboratory conditions | 1 | ml | 24 | Ph Eur | International Regulations | Yes
F078950 | USP 467 - Residual Solvents Mixture - Class 1 : 5 components; Benzene [CAS:71-43-2] 10mg/ml ; Tetrachloromethane (Carbon tetrachloride) [CAS:56-23-5] 20mg/ml ; 1,2-Dichloroethane [CAS:107-06-2] 25mg/ml ; 1,1-Dichloroethene [CAS:75-35-4] 40mg/ml ; 1,1,1-Trichloroethane [CAS:71-55-6] 50mg/ml in Dimethylsulphoxide | 1 | ml | 24 | USP | International Regulations | Yes
F128881 | USP test mixture 5 components Benzene [CAS:71-43-2] 1000ug/ml ; Chloroform [CAS:67-66-3] 500ug/ml ; Dioxan (1,4-Dioxane) [CAS:123-91-1] 1000ug/ml ; Dichloromethane (Methylene chloride) [CAS:75-09-2] 1000ug/ml ; Trichloroethene [CAS:79-01-6] 1000ug/ml in Dimethylsulphoxide | 1 | ml | 24 | USP | International Regulations | Yes
F128891 | USP test mixture 5 components Benzene [CAS:71-43-2] 1000ug/ml ; Chloroform [CAS:67-66-3] 500ug/ml ; Dioxan (1,4-Dioxane) [CAS:123-91-1] 1000ug/ml ; Dichloromethane (Methylene chloride) [CAS:75-09-2] 1000ug/ml ; Trichloroethene [CAS:79-01-6] 1000ug/ml in Methanol | 1 | ml | 24 | USP | International Regulations | Yes
F128901 | USP 467 Calibration Mixture 5 components Benzene [CAS:71-43-2] 2ug/ml ; Chloroform [CAS:67-66-3] 60ug/ml ; Dioxan (1,4-Dioxane) [CAS:123-91-1] 380ug/ml ; Dichloromethane (Methylene chloride) [CAS:75-09-2] 600ug/ml ; Trichloroethene [CAS:79-01-6] 80ug/ml in Dimethylsulphoxide | 1 | ml | 24 | USP | International Regulations | Yes
F128911 | USP 467 Calibration Mixture 5 components Benzene [CAS:71-43-2] 2ug/ml ; Chloroform [CAS:67-66-3] 60ug/ml ; Dioxan (1,4-Dioxane) [CAS:123-91-1] 380ug/ml ; Dichloromethane (Methylene chloride) [CAS:75-09-2] 600ug/ml ; Trichloroethene [CAS:79-01-6] 80ug/ml in Methanol | 1 | ml | 24 | USP | International Regulations | Yes
F241704 | USP 467 Residual Solvents Class 2 – Mixture A 16 components; Acetonitrile [CAS:75-05-8] 2.05mg/ml ; Chlorobenzene [CAS:108-90-7] 1.8mg/ml ; Cumene [CAS:98-82-8] 0.34mg/ml; Cyclohexane [CAS:110-82-7] 19.4mg/ml ; cis-1,2-Dichloroethene [CAS:156-59-2] 4.7mg/ml ; trans-1,2-Dichloroethene [CAS:156-60-5] 4.7mg/ml ; Dioxan (1,4-Dioxane) [CAS:123-91-1] 1.9mg/ml ; Ethylbenzene [CAS:100-41-4] 1.84mg/ml ; Methanol [CAS:67-56-1] 15mg/ml ; Methylcyclohexane [CAS:108-87-2] 5.9mg/ml ; Dichloromethane (Methylene chloride) [CAS:75-09-2] 3mg/ml ; Tetrahydrofuran [CAS:109-99-9] 3.6mg/ml ; Toluene [CAS:108-88-3] 4.45mg/ml ; m-Xylene [CAS:108-38-3] 6.51mg/ml ; o-Xylene [CAS:95-47-6] 0.98mg/ml ; p-Xylene [CAS:106-42-3] 1.52mg/ml in Dimethylsulphoxide | 1 | ml | 24 | USP | International Regulations | Yes
F241744 | USP 467 Calibration Mixture 5 components; Benzene [CAS:71-43-2] 100ug/ml ; Chloroform [CAS:67-66-3] 50ug/ml ; Dioxan (1,4-Dioxane) [CAS:123-91-1] 100ug/ml ; Dichloromethane (Methylene chloride) [CAS:75-09-2] 500ug/ml ; Trichloroethene [CAS:79-01-6] 100ug/ml in Dimethylsulphoxide | 1 | ml | 24 | USP | International Regulations | Yes
F131700 | USP 467 Class 2 Residual Solvents Mixture B - Chloroform [CAS:67-66-3] 60ug/ml ; 1,2-Dimethoxyethane [CAS:110-71-4] 100ug/ml ; n-Hexane [CAS:110-54-3] 290ug/ml ; 2-Hexanone [CAS:591-78-6] 50ug/ml ; Nitromethane [CAS:75-52-5] 50ug/ml ; Pyridine [CAS:110-86-1] 200ug/ml ; 1,2,3,4-Tetrahydronaphthalene (Tetralin) [CAS:119-64-2] 100ug/ml ; Trichloroethene [CAS:79-01-6] 80ug/ml in Dimethylsulphoxide | 1 | ml | 24 | USP | International Regulations | Yes
ISO methods
CODE | DESCRIPTION | VOL | MSR | SHELF-LIFE | PURPOSE | PRESCRIPTION | ISO 17034\ ISO 17025
9F23.50.ZT.1 | ISO 22032 Multi-component Stock Solution 6 components; 50ug/ml each of BDE 47 [CAS:5436-43-1] ; BDE 99 [CAS:60348-60-9] ; BDE 100 [CAS:189084-64-8] ; BDE 154 [CAS:207122-15-4] ; BDE 153 [CAS:68631-49-2] ; BDE 183 [CAS:207122-16-5] in Iso-octane Storage conditions: Long-term stability: store in a freezer; Shipping :styrofoam box with ice packs | 1 | ml | 12 |  | ISO Methods | Yes
F872021 | Method DM 471 PAH Standard: 13 components; 10ug/ml each of Benzo(a)pyrene [CAS:50-32-8] ; Benzo(b)fluoranthene [CAS:205-99-2] ; Benzo(g,h,i)perylene [CAS:191-24-2] ; Benzo(a)anthracene [CAS:56-55-3] ; Benzo(k)fluoranthene [CAS:207-08-9] ; Chrysene [CAS:218-01-9] ; Dibenzo(a,h)anthracene [CAS:53-70-3] ; Indeno(1,2,3-c,d)pyrene [CAS:193-39-5] ; Pyrene [CAS:129-00-0] ; Dibenzo(a,e)pyrene [CAS:192-65-4] ; Dibenzo(a,i)pyrene [CAS:189-55-9] ; Dibenzo(a,h)pyrene [CAS:189-64-0] ; Dibenzo(a,l)pyrene [CAS:191-30-0] ; in Acetonitrile Storage conditions: Stored under normal laboratory conditions | 1 | ml | 24 |  | ISO Methods | Yes
F061945 | Mixture of Mineral Oils (A+B) (Diesel Fuel / Lubricating Oil) : 1/1 (neat) (ISO 9377-2-Mod) 2 components; 1part each of Mineral Oil [CAS:8042-47-5] ; Diesel Oil [CAS:N/A] | 5 | ml | 24 | Water Quality | ISO Methods | Yes
F109230 | OCs / PCBs / ACs Standard Solution 36 components (ISO 6468) 10ug/ml each of Alpha-HCH [CAS:319-84-6] ; Beta-HCH [CAS:319-85-7] ; Gamma-HCH (Lindane) [CAS:58-89-9] ; Delta-HCH [CAS:319-86-8] ; epsilon-HCH [CAS:6108-10-7] ; 2,4 prime-DDE [CAS:3424-82-6] ; 4-4 prime-DDE [CAS:72-55-9] ; 2,4 prime-DDD (o,p'-TDE) [CAS:53-19-0] ; 4,4 prime-DDD (TDE) [CAS:72-54-8] ; 2,4 prime-DDT [CAS:789-02-6] ; 4,4 prime-DDT [CAS:50-29-3] ; Methoxychlor (DMTD) [CAS:72-43-5] ; Aldrin [CAS:309-00-2] ; Dieldrin [CAS:60-57-1] ; Endrin [CAS:72-20-8] ; Heptachlor [CAS:76-44-8] ; Heptachlor-endo-epoxide [CAS:28044-83-9] ; Heptachlor-exo-epoxide [CAS:1024-57-3] ; Endosulfan-alpha [CAS:959-98-8] ; Endosulfan-beta [CAS:33213-65-9] ; 1,2,3-Trichlorobenzene [CAS:87-61-6] ; 1,2,4-Trichlorobenzene [CAS:120-82-1] ; 1,3,5-Trichlorobenzene [CAS:108-70-3] ; 1,2,3,4-Tetrachlorobenzene [CAS:634-66-2] ; 1,2,3,5-Tetrachlorobenzene [CAS:634-90-2] ; 1,2,4,5-Tetrachlorobenzene [CAS:95-94-3] ; Pentachlorobenzene [CAS:608-93-5] ; Hexachlorobenzene [CAS:118-74-1] ; Quintozene (Pentachloronitrobenzene) [CAS:82-68-8] ; PCB 28 [CAS:7012-37-5] ; PCB 52 [CAS:35693-99-3] ; PCB 101 [CAS:37680-73-2] ; PCB 138 [CAS:35065-28-2] ; PCB 153 [CAS:35065-27-1] ; PCB 180 [CAS:35065-29-3] ; PCB 194 [CAS:35694-08-7] in Iso-octane Storage confitions: stored under normal laboratory conditions | 1 | ml | 24 | Water Quality | ISO Methods | Yes
F109250 | PAH Standard Solution 6 components (ISO 7981-1) Fluoranthene [CAS:206-44-0] 10ug/ml ; Benzo(b)fluoranthene [CAS:205-99-2] 2ug/ml ; Benzo(a)pyrene [CAS:50-32-8] 2ug/ml ; Benzo(k)fluoranthene [CAS:207-08-9] 2ug/ml ; Indeno(1,2,3-c,d)pyrene [CAS:193-39-5] 2ug/ml ; Benzo(g,h,i)perylene [CAS:191-24-2] 2ug/ml in Acetonitrile | 5 | ml | 24 | Water Quality | ISO Methods | Yes
F109260 | PAH Standard Solution 6 components (ISO 7981-2) 10ug/ml each of Fluoranthene [CAS:206-44-0] ; Benzo(b)fluoranthene [CAS:205-99-2] ; Benzo(a)pyrene [CAS:50-32-8] ; Benzo(k)fluoranthene [CAS:207-08-9] ; Indeno(1,2,3-c,d)pyrene [CAS:193-39-5] ; Benzo(g,h,i)perylene [CAS:191-24-2] in Acetonitrile | 5 | ml | 24 | Water Quality | ISO Methods | Yes
F109631 | Mixture of Mineral Oils (A+B) (Diesel Fuel / Lubricating Oil) : 1/1 (neat) (ISO 9377-2-Mod) 2 components; 1part each of Mineral Oil [CAS:8042-47-5] ; Diesel Oil [CAS:N/A] | 1 | ml | 24 | Water Quality | ISO Methods | Yes
F109641 | Quality Control Standard of Mineral Oils (ISO 9377-2-Mod) 2 components; 500mg/l each of Mineral Oil [CAS:8042-47-5] ; Diesel Oil [CAS:N/A] in Acetone | 5 | ml | 24 | Water Quality | ISO Methods | Yes
F109651 | Florisil Cartridge QC Standard Mixture (ISO 9377-2-Mod) 2 components; 1000mg/l each of Mineral Oil [CAS:8042-47-5] ; Diesel Oil [CAS:N/A] in n-Hexane | 5 | ml | 24 | Water Quality | ISO Methods | Yes
F109661 | Quality Control Standard of Mineral Oils (ISO 9377-2-Mod) 2 components; 5000mg/l each of Mineral Oil [CAS:8042-47-5] ; Diesel Oil [CAS:N/A] in n-Hexane | 5 | ml | 24 | Water Quality | ISO Methods | Yes
F109671 | Quality Control Standard of Mineral Oils (ISO 9377-2-Mod) 2 components; 10000mg/l each of Mineral Oil [CAS:8042-47-5] ; Diesel Oil [CAS:N/A] in n-Hexane | 5 | ml | 24 | Water Quality | ISO Methods | Yes
F109741 | Extraction Solvent Stock Solution (ISO 9377-2-Mod) n-Decane 20ul/l; n-Tetracontane 20mg/l; n-Hexane 1part; | 10 | ml | 24 | Water Quality | ISO Methods | Yes
F109751 | Extraction Solvent Stock Solution (ISO 9377-2-Mod) 2 components; 20ul/l n-Decane; 20mg/l n-Tetracontane in n-Hexane / Petroleum ether (1/1) | 10 | ml | 24 | Water Quality | ISO Methods | Yes
F109751.5 | Extraction Solvent Stock Solution (ISO 9377-2-Mod) 2 components; 20ul/l n-Decane; 20mg/l n-Tetracontane in n-Hexane / Petroleum ether (1/1) | 5 | ml | 24 | Water Quality | ISO Methods | Yes
F109771 | n-Alkane Standard Solution 16 components C10чC40 (all even) (ISO 9377-2-Mod) 100mg/l each of n-Decane [CAS:124-18-5] ; n-Dodecane [CAS:112-40-3] ; n-Tetradecane [CAS:629-59-4] ; n-Hexadecane [CAS:544-76-3] ; n-Octadecane [CAS:593-45-3] ; n-Eicosane [CAS:112-95-8] ; n-Docosane [CAS:629-97-0] ; n-Tetracosane [CAS:646-31-1] ; n-Hexacosane [CAS:630-01-3] ; n-Octacosane [CAS:630-02-4] ; n-Triacontane [CAS:638-68-6] ; n-Dotriacontane [CAS:544-85-4] ; n-Tetratriacontane [CAS:14167-59-0] ; n-Hexatriacontane [CAS:630-06-8] ; n-Octatriacontane [CAS:7194-85-6] ; n-Tetracontane [CAS:4181-95-7] in n-Hexane / Petroleum ether (1/1) | 5 | ml | 24 | Water Quality | ISO Methods | Yes
F109781 | n-Alkane Standard Solution 16 components C10чC40 (all even) (ISO 9377-2-Mod) 50mg/l each of n-Decane [CAS:124-18-5] ; n-Dodecane [CAS:112-40-3] ; n-Tetradecane [CAS:629-59-4] ; n-Hexadecane [CAS:544-76-3] ; n-Octadecane [CAS:593-45-3] ; n-Eicosane [CAS:112-95-8] ; n-Docosane [CAS:629-97-0] ; n-Tetracosane [CAS:646-31-1] ; n-Hexacosane [CAS:630-01-3] ; n-Octacosane [CAS:630-02-4] ; n-Triacontane [CAS:638-68-6] ; n-Dotriacontane [CAS:544-85-4] ; n-Tetratriacontane [CAS:14167-59-0] ; n-Hexatriacontane [CAS:630-06-8] ; n-Octatriacontane [CAS:7194-85-6] ; n-Tetracontane [CAS:4181-95-7] in n-Hexane | 5 | ml | 24 | Water Quality | ISO Methods | Yes
F109781.1 | n-Alkane Standard Solution 16 components C10чC40 (all even) (ISO 9377-2-Mod) 50mg/l each of n-Decane [CAS:124-18-5] ; n-Dodecane [CAS:112-40-3] ; n-Tetradecane [CAS:629-59-4] ; n-Hexadecane [CAS:544-76-3] ; n-Octadecane [CAS:593-45-3] ; n-Eicosane [CAS:112-95-8] ; n-Docosane [CAS:629-97-0] ; n-Tetracosane [CAS:646-31-1] ; n-Hexacosane [CAS:630-01-3] ; n-Octacosane [CAS:630-02-4] ; n-Triacontane [CAS:638-68-6] ; n-Dotriacontane [CAS:544-85-4] ; n-Tetratriacontane [CAS:14167-59-0] ; n-Hexatriacontane [CAS:630-06-8] ; n-Octatriacontane [CAS:7194-85-6] ; n-Tetracontane [CAS:4181-95-7] in n-Hexane | 1 | ml | 24 | Water Quality | ISO Methods | Yes
F109791 | n-Alkane Standard Solution 6 components (ISO 9377-2-Mod) 100ug/ml each of n-Decane [CAS:124-18-5] ; n-Hexadecane [CAS:544-76-3] ; n-Eicosane [CAS:112-95-8] ; n-Tetracosane [CAS:646-31-1] ; n-Triacontane [CAS:638-68-6] ; n-Tetracontane [CAS:4181-95-7] in n-Hexane | 5 | ml | 24 | Water Quality | ISO Methods | Yes
F109801.1 | BTEX Standard Solution - 6 components (ISO 9377-2-Mod) 200mg/l each of Benzene [CAS:71-43-2] ; Ethylbenzene [CAS:100-41-4] ; Toluene [CAS:108-88-3] ; o-Xylene [CAS:95-47-6] ; m-Xylene [CAS:108-38-3] ; p-Xylene [CAS:106-42-3] in n-Hexane | 1 | ml | 24 | Water Quality | ISO Methods | Yes
F109811.1 | BTEX Standard Solution - 6 components (ISO 9377-2-Mod) 2000mg/l each of Benzene [CAS:71-43-2] ; Ethylbenzene [CAS:100-41-4] ; Toluene [CAS:108-88-3] ; o-Xylene [CAS:95-47-6] ; m-Xylene [CAS:108-38-3] ; p-Xylene [CAS:106-42-3] in n-Hexane | 1 | ml | 24 | Water Quality | ISO Methods | Yes
F109851 | n-Alkane Standard Solution C7+C8+C9+C10чC40 + BTEX 25 components (ISO 9377-2-Mod) 50mg/l each of n-Decane [CAS:124-18-5] ; n-Docosane [CAS:629-97-0] ; n-Dodecane [CAS:112-40-3] ; n-Dotriacontane [CAS:544-85-4] ; n-Eicosane [CAS:112-95-8] ; n-Heptane [CAS:142-82-5] ; n-Hexacosane [CAS:630-01-3] ; n-Hexadecane [CAS:544-76-3] ; n-Hexatriacontane [CAS:630-06-8] ; n-Nonane [CAS:111-84-2] ; n-Octacosane [CAS:630-02-4] ; n-Octadecane [CAS:593-45-3] ; n-Octane [CAS:111-65-9] ; n-Octatriacontane [CAS:7194-85-6] ; n-Tetracontane [CAS:4181-95-7] ; n-Tetracosane [CAS:646-31-1] ; n-Tetradecane [CAS:629-59-4] ; n-Tetratriacontane [CAS:14167-59-0] ; n-Triacontane [CAS:638-68-6] ; Benzene [CAS:71-43-2] ; Toluene [CAS:108-88-3] ; Ethylbenzene [CAS:100-41-4] ; m-Xylene [CAS:108-38-3] ; o-Xylene [CAS:95-47-6] ; p-Xylene [CAS:106-42-3] in n-Hexane | 5 | ml | 24 | Water Quality | ISO Methods | Yes
F109951 | ACs Internal Stock Standard Solution 4 components (ISO 15680) 2000ug/ml each of Fluorobenzene [CAS:462-06-6] ; 1,4-Difluorobenzene [CAS:540-36-3] ; Chlorobenzene D5 [CAS:3114-55-4] ; 1,4-Dichlorobenzene D4 [CAS:3855-82-1] in Methanol | 5 | ml | 24 | Water Quality | ISO Methods | Yes
F109991 | Stock calibration standard solution 4 - 22 components (ISO 15680:2003) 2000ug/ml each of Isopropylbenzene [CAS:98-82-8] ; Bromobenzene [CAS:108-86-1] ; 1,1,2,2-Tetrabromoethane [CAS:79-27-6] ; 1,2,3-Trichloropropane [CAS:96-18-4] ; n-Propylbenzene [CAS:103-65-1] ; 2-Chlorotoluene [CAS:95-49-8] ; 4-Chlorotoluene [CAS:106-43-4] ; 1,3,5-Trimethylbenzene [CAS:108-67-8] ; tert-Butylbenzene [CAS:98-06-6] ; 1,2,4-Trimethylbenzene [CAS:95-63-6] ; sec-Butylbenzene [CAS:135-98-8] ; 1,3-Dichlorobenzene [CAS:541-73-1] ; 1,4-Dichlorobenzene [CAS:106-46-7] ; 4-Isopropyltoluene [CAS:99-87-6] ; 1,2-Dichlorobenzene [CAS:95-50-1] ; n-Butylbenzene [CAS:104-51-8] ; 1,2-Dibromo-3-chloropropane [CAS:96-12-8] ; 1,2,4-Trichlorobenzene [CAS:120-82-1] ; Hexachloro-1,3-butadiene (Hexachlorobutadiene) [CAS:87-68-3] ; Naphthalene [CAS:91-20-3] ; 1,2,3-Trichlorobenzene [CAS:87-61-6] ; 1,3,5-Trichlorobenzene [CAS:108-70-3] in Methanol purge-and-trap | 5 | ml | 24 | Water Quality | ISO Methods | Yes
F110041 | Multiple compound stock solution (ISO 17993) 15 components; 10ug/ml each of Naphthalene [CAS:91-20-3] ; Acenaphthene [CAS:83-32-9] ; Phenanthrene [CAS:85-01-8] ; Fluoranthene [CAS:206-44-0] ; Benzo(a)anthracene [CAS:56-55-3] ; Benzo(b)fluoranthene [CAS:205-99-2] ; Benzo(a)pyrene [CAS:50-32-8] ; Dibenzo(a,h)anthracene [CAS:53-70-3] ; Fluorene [CAS:86-73-7] ; Anthracene [CAS:120-12-7] ; Pyrene [CAS:129-00-0] ; Chrysene [CAS:218-01-9] ; Benzo(k)fluoranthene [CAS:207-08-9] ; Indeno(1,2,3-c,d)pyrene [CAS:193-39-5] ; Benzo(g,h,i)perylene [CAS:191-24-2] in Acetonitrile | 5 | ml | 24 | Water Quality | ISO Methods | Yes
F110041.1 | Multiple compound stock solution (ISO 17993) 15 components; 10ug/ml each of Naphthalene [CAS:91-20-3] ; Acenaphthene [CAS:83-32-9] ; Phenanthrene [CAS:85-01-8] ; Fluoranthene [CAS:206-44-0] ; Benzo(a)anthracene [CAS:56-55-3] ; Benzo(b)fluoranthene [CAS:205-99-2] ; Benzo(a)pyrene [CAS:50-32-8] ; Dibenzo(a,h)anthracene [CAS:53-70-3] ; Fluorene [CAS:86-73-7] ; Anthracene [CAS:120-12-7] ; Pyrene [CAS:129-00-0] ; Chrysene [CAS:218-01-9] ; Benzo(k)fluoranthene [CAS:207-08-9] ; Indeno(1,2,3-c,d)pyrene [CAS:193-39-5] ; Benzo(g,h,i)perylene [CAS:191-24-2] in Acetonitrile | 1 | ml | 24 | Water Quality | ISO Methods | Yes
F128961 | VOC Standard Solution 22 components (ISO 10301:1997) 10ug/ml each of Dichloromethane [CAS:75-09-2] ; Chloroform [CAS:67-66-3] ; Tetrachloromethane [CAS:56-23-5] ; 1,1-Dichloroethane [CAS:75-34-3] ; 1,2-Dichloroethane [CAS:107-06-2] ; 1,1,1-Trichloroethane [CAS:71-55-6] ; 1,1,2-Trichloroethane [CAS:79-00-5] ; 1,1-Dichloroethene [CAS:75-35-4] ; cis-1,2-Dichloroethene [CAS:156-59-2] ; trans-1,2-Dichloroethene [CAS:156-60-5] ; Trichloroethene [CAS:79-01-6] ; Tetrachloroethene [CAS:127-18-4] ; 1,2-Dichloropropane [CAS:78-87-5] ; 1,3-Dichloropropane [CAS:142-28-9] ; cis-1,3-Dichloropropene [CAS:10061-01-5] ; trans-1,3-Dichloropropene [CAS:10061-02-6] ; Dibromomethane [CAS:74-95-3] ; Tribromomethane [CAS:75-25-2] ; 1,2-Dibromoethane [CAS:106-93-4] ; Bromochloromethane [CAS:74-97-5] ; Bromodichloromethane [CAS:75-27-4] ; Dibromochloromethane [CAS:124-48-1] in Iso-octane | 10 | ml | 12 | Water Quality | ISO Methods | Yes
F128971 | NCC / OPP Standard Solution 12 components (ISO 10695:2000) 10mg/l each of Atrazine [CAS:1912-24-9] ; Cyanazine [CAS:21725-46-2] ; Metazachlor [CAS:67129-08-2] ; Parathion (Parathion-ethyl) [CAS:56-38-2] ; Parathion-methyl [CAS:298-00-0] ; Pendimethalin [CAS:40487-42-1] ; Propazine [CAS:139-40-2] ; Sebuthylazine [CAS:7286-69-3] ; Simazine [CAS:122-34-9] ; Terbuthylazine [CAS:5915-41-3] ; Trifluralin [CAS:1582-09-8] ; Vinclozolin [CAS:50471-44-8] in Acetone | 10 | ml | 24 | Water Quality | ISO Methods | Yes
F129001 | ACs Standard Solution 6 components (ISO 11423-2:1997) 50ml/L each of Benzene [CAS:71-43-2] ; Toluene [CAS:108-88-3] ; o-Xylene [CAS:95-47-6] ; m-Xylene [CAS:108-38-3] ; p-Xylene [CAS:106-42-3] ; Ethylbenzene [CAS:100-41-4] in Acetone | 5 | ml | 24 | Water Quality | ISO Methods | Yes
F129191 | Phthalates Standard Solution 11 components (ISO 18856:2004) 1000ug/ml each of Phthalic acid, bis-methyl ester (Dimethyl phthalate) [CAS:131-11-3] ; Phthalic acid, bis-ethyl ester (Diethyl phthalate) [CAS:84-66-2] ; Phthalic acid, bis-propyl ester Di-n-propyl Phthalate [131-16-8] [CAS:131-16-8] ; Phthalic acid, bis-iso-butyl ester (Di-iso-butylphthalate) [CAS:84-69-5] ; Phthalic acid, bis-butyl ester (Dibutylphthalate) [CAS:84-74-2] ; Phthalic acid, benzylbutyl ester (Butyl benzyl phthalate) [CAS:85-68-7] ; Dicyclohexyl phthalate [CAS:84-61-7] ; Phthalic acid,bis-2-ethylhexylester (Di-2-ethylhexylphthalate) [CAS:117-81-7] ; Phthalic acid, bis-1-octyl ester (Di-n-octylphthalate) [CAS:117-84-0] ; Phthalic acid, bis-decyl ester (Didecyl phthalate) Didecyl phthalate [ [CAS:84-77-5] ; Diundecyl phthalate Diundecyl phthalate [3648-20-2] [CAS:3648-20-2] in Ethyl Acetate | 1 | ml | 24 | Water Quality | ISO Methods | Yes
F129231 | BTEX Standard Solution - 6 components (ISO 9377-2-Mod); 100ug/ml each of Benzene [CAS:71-43-2] ; Toluene [CAS:108-88-3] ; o-Xylene [CAS:95-47-6] ; m-Xylene [CAS:108-38-3] ; p-Xylene [CAS:106-42-3] ; Ethylbenzene [CAS:100-41-4] in Methanol | 1 | ml | 24 | Water Quality | ISO Methods | Yes
F145091 | Quality Control Standard of Mineral Oils (ISO 9377-2-Mod) 2 components; 1000mg/l each of Mineral Oil [CAS:8042-47-5] ; Diesel Oil [CAS:N/A] in Acetone | 5 | ml | 24 | Water Quality | ISO Methods | Yes
F675870 | Mineral oil standard mixture - 2 components; 10g/l each of Mineral Oil [CAS:74869-22-0] ; Diesel Oil [CAS:N/A] in n-Heptane Storage conditions: Stored under normal laboratory conditions | 10 | ml | 24 | Water Quality | ISO Methods | Yes
F675880 | Mineral oil standard mixture - 2 components; 8g/l each of Mineral Oil [CAS:74869-22-0] ; Diesel Oil [CAS:N/A] in n-Heptane Storage conditions: Stored under normal laboratory conditions | 10 | ml | 24 | Water Quality | ISO Methods | Yes
F868391 | PAH Standard Solution 6 components (ISO 7981-2) 10ug/ml each of Fluoranthene [CAS:206-44-0] ; Benzo(b)fluoranthene [CAS:205-99-2] ; Benzo(a)pyrene [CAS:50-32-8] ; Benzo(k)fluoranthene [CAS:207-08-9] ; Indeno(1,2,3-c,d)pyrene [CAS:193-39-5] ; Benzo(g,h,i)perylene [CAS:191-24-2] in Acetonitrile | 1 | ml | 24 | Water Quality | ISO Methods | Yes
F109831.1 | Multicomponent Stock Solution of PCBs 7 components (ISO 10382:2002) 100mg/l each of PCB 28 [CAS:7012-37-5] ; PCB 52 [CAS:35693-99-3] ; PCB 101 [CAS:37680-73-2] ; PCB 118 [CAS:31508-00-6] ; PCB 138 [CAS:35065-28-2] ; PCB 153 [CAS:35065-27-1] ; PCB 180 [CAS:35065-29-3] in Iso-octane | 1 | ml | 24 | Soil Quality | ISO Methods | Yes
F109841 | Multicomponent Stock Solution of PCBs and Organochlorine pesticides 24 components (ISO 10382:2002) 100mg/l each of PCB 28 [CAS:7012-37-5] ; PCB 52 [CAS:35693-99-3] ; PCB 101 [CAS:37680-73-2] ; PCB 118 [CAS:31508-00-6] ; PCB 138 [CAS:35065-28-2] ; PCB 153 [CAS:35065-27-1] ; PCB 180 [CAS:35065-29-3] ; Hexachlorobenzene [CAS:118-74-1] ; Alpha-HCH [CAS:319-84-6] ; Beta-HCH [CAS:319-85-7] ; Gamma-HCH (Lindane) [CAS:58-89-9] ; Aldrin [CAS:309-00-2] ; Dieldrin [CAS:60-57-1] ; Endrin [CAS:72-20-8] ; Heptachlor [CAS:76-44-8] ; Heptachlor-endo-epoxide [CAS:28044-83-9] ; Heptachlor-exo-epoxide [CAS:1024-57-3] ; Endosulfan-alpha [CAS:959-98-8] ; 4-4 prime-DDE [CAS:72-55-9] ; 2,4 prime-DDD [CAS:53-19-0] ; 2,4 prime-DDT [CAS:789-02-6] ; 4,4 prime-DDD (TDE) [CAS:72-54-8] ; 2,4 prime-DDE [CAS:3424-82-6] ; 4,4 prime-DDT [CAS:50-29-3] in Iso-octane | 1 | ml | 24 | Soil Quality | ISO Methods | Yes
F109861 | PAH Standard Stock Solution 16 components (ISO 13877) 100mg/l each of Naphthalene [CAS:91-20-3] ; Acenaphthylene [CAS:208-96-8] ; Acenaphthene [CAS:83-32-9] ; Fluorene [CAS:86-73-7] ; Phenanthrene [CAS:85-01-8] ; Anthracene [CAS:120-12-7] ; Fluoranthene [CAS:206-44-0] ; Pyrene [CAS:129-00-0] ; Benzo(a)anthracene [CAS:56-55-3] ; Chrysene [CAS:218-01-9] ; Benzo(b)fluoranthene [CAS:205-99-2] ; Benzo(k)fluoranthene [CAS:207-08-9] ; Benzo(a)pyrene [CAS:50-32-8] ; Dibenzo(a,h)anthracene [CAS:53-70-3] ; Benzo(g,h,i)perylene [CAS:191-24-2] ; Indeno(1,2,3-c,d)pyrene [CAS:193-39-5] in Acetonitrile | 1 | ml | 24 | Soil Quality | ISO Methods | Yes
F109871.10 | PAH Standard Solution 16 components (ISO 13877) 10mg/l each of Acenaphthene [CAS:83-32-9] ; Acenaphthylene [CAS:208-96-8] ; Anthracene [CAS:120-12-7] ; Benzo(a)anthracene [CAS:56-55-3] ; Benzo(a)pyrene [CAS:50-32-8] ; Benzo(b)fluoranthene [CAS:205-99-2] ; Benzo(g,h,i)perylene [CAS:191-24-2] ; Benzo(k)fluoranthene [CAS:207-08-9] ; Chrysene [CAS:218-01-9] ; Dibenzo(a,h)anthracene [CAS:53-70-3] ; Fluoranthene [CAS:206-44-0] ; Fluorene [CAS:86-73-7] ; Indeno(1,2,3-c,d)pyrene [CAS:193-39-5] ; Naphthalene [CAS:91-20-3] ; Phenanthrene [CAS:85-01-8] ; Pyrene [CAS:129-00-0] in Acetonitrile | 10 | ml | 24 | Soil Quality | ISO Methods | Yes
F109871a | PAH Standard Solution 16 components (ISO 13877) 10mg/l each of Acenaphthene [CAS:83-32-9] ; Acenaphthylene [CAS:208-96-8] ; Anthracene [CAS:120-12-7] ; Benzo(a)anthracene [CAS:56-55-3] ; Benzo(a)pyrene [CAS:50-32-8] ; Benzo(b)fluoranthene [CAS:205-99-2] ; Benzo(g,h,i)perylene [CAS:191-24-2] ; Benzo(k)fluoranthene [CAS:207-08-9] ; Chrysene [CAS:218-01-9] ; Dibenzo(a,h)anthracene [CAS:53-70-3] ; Fluoranthene [CAS:206-44-0] ; Fluorene [CAS:86-73-7] ; Indeno(1,2,3-c,d)pyrene [CAS:193-39-5] ; Naphthalene [CAS:91-20-3] ; Phenanthrene [CAS:85-01-8] ; Pyrene [CAS:129-00-0] in Acetonitrile | 1 | ml | 24 | Soil Quality | ISO Methods | Yes
F109881 | Chlorophenol Standard, Stock Solution 15 components (ISO 14154) 2,3-Dichlorophenol [CAS:576-24-9] 400ug/ml ; 2,4-Dichlorophenol [CAS:120-83-2] 400ug/ml ; 2,5-Dichlorophenol [CAS:583-78-8] 400ug/ml ; 2,6-Dichlorophenol [CAS:87-65-0] 400ug/ml ; 3,4-Dichlorophenol [CAS:95-77-2] 400ug/ml ; 3,5-Dichlorophenol [CAS:591-35-5] 400ug/ml ; 2,3,4-Trichlorophenol [CAS:15950-66-0] 400ug/ml ; 2,3,5-Trichlorophenol [CAS:933-78-8] 400ug/ml ; 2,3,6-Trichlorophenol [CAS:933-75-5] 400ug/ml ; 2,4,5-Trichlorophenol [CAS:95-95-4] 400ug/ml ; 2,4,6-Trichlorophenol [CAS:88-06-2] 600ug/ml ; 3,4,5-Trichlorophenol [CAS:609-19-8] 200ug/ml ; 2,3,4,5-Tetrachlorophenol [CAS:4901-51-3] 200ug/ml ; 2,3,4,6-Tetrachlorophenol [CAS:58-90-2] 600ug/ml ; Pentachlorophenol [CAS:87-86-5] 1000ug/ml in Ethanol | 1 | ml | 24 | Soil Quality | ISO Methods | Yes
F109911 | Internal Stock Standard Solution for aromatic hydrocarbons 2 components (ISO 15009) 2000ug/ml each of Toluene D8 [CAS:2037-26-5] ; Ethylbenzene D10 [CAS:25837-05-2] in Solvent: Methanol purge-and-trap | 5 | ml | 24 | Soil Quality | ISO Methods | Yes
F109921 | Internal Stock Standard Solution for volatile halogenated hydrocarbons 3 components (ISO 15009) 2000ug/ml each of 1,4-Dichlorobutane [CAS:110-56-5] ; alpha,alpha,alpha-Trifluorotoluene [CAS:98-08-8] ; 2-Bromofluorobenzene [CAS:1072-85-1] in Methanol purge-and-trapl | 5 | ml | 24 | Soil Quality | ISO Methods | Yes
F109931 | Volatile aromatic hydrocarbons 8 components (ISO 15009) 4000ug/ml each of Benzene [CAS:71-43-2] ; Toluene [CAS:108-88-3] ; Ethylbenzene [CAS:100-41-4] ; o-Xylene [CAS:95-47-6] ; m-Xylene [CAS:108-38-3] ; p-Xylene [CAS:106-42-3] ; Styrene [CAS:100-42-5] ; Naphthalene [CAS:91-20-3] in Methanol purge-and-trap | 5 | ml | 24 | Soil Quality | ISO Methods | Yes
F109941.1 | Volatile halogenated hydrocarbons 18 components (ISO 15009) 4000ug/ml each of Dichloromethane [CAS:75-09-2] ; Chloroform (Trichloromethane) [CAS:67-66-3] ; Tetrachloromethane [CAS:56-23-5] ; 1,1-Dichloroethane [CAS:75-34-3] ; 1,2-Dichloroethane [CAS:107-06-2] ; 1,1,1-Trichloroethane [CAS:71-55-6] ; 1,1,2-Trichloroethane [CAS:79-00-5] ; 1,2-Dichloropropane [CAS:78-87-5] ; 1,2,3-Trichloropropane [CAS:96-18-4] ; cis-1,3-Dichloropropene [CAS:10061-01-5] ; trans-1,3-Dichloropropene [CAS:10061-02-6] ; cis-1,2-Dichloroethene [CAS:156-59-2] ; trans-1,2-Dichloroethene [CAS:156-60-5] ; 3-Chloropropene [CAS:107-05-1] ; Trichloroethene [CAS:79-01-6] ; Tetrachloroethene [CAS:127-18-4] ; Chlorobenzene [CAS:108-90-7] ; 1,2-Dichlorobenzene [CAS:95-50-1] in Methanol purge-and-trap | 5 | ml | 24 | Soil Quality | ISO Methods | Yes
F131381 | PAH Standard Solution 16 components (ISO 13877:1998) 200ug/ml each of Naphthalene [CAS:91-20-3] ; Acenaphthene [CAS:83-32-9] ; Acenaphthylene [CAS:208-96-8] ; Fluorene [CAS:86-73-7] ; Anthracene [CAS:120-12-7] ; Phenanthrene [CAS:85-01-8] ; Fluoranthene [CAS:206-44-0] ; Pyrene [CAS:129-00-0] ; Benzo(a)anthracene [CAS:56-55-3] ; Chrysene [CAS:218-01-9] ; Benzo(b)fluoranthene [CAS:205-99-2] ; Benzo(k)fluoranthene [CAS:207-08-9] ; Benzo(a)pyrene [CAS:50-32-8] ; Indeno(1,2,3-c,d)pyrene [CAS:193-39-5] ; Dibenzo(a,h)anthracene [CAS:53-70-3] ; Benzo(g,h,i)perylene [CAS:191-24-2] in Cyclohexane | 1 | ml | 24 | Soil Quality | ISO Methods | Yes
F061935 | Hydrocarbon Window Defining Standard C8-C40 (ISO 3924:1999) 35 components; 500ug/ml each of n-Decane [CAS:124-18-5] ; n-Docosane [CAS:629-97-0] ; n-Dodecane [CAS:112-40-3] ; n-Dotriacontane [CAS:544-85-4] ; n-Eicosane [CAS:112-95-8] ; n-Heneicosane [CAS:629-94-7] ; n-Hentriacontane [CAS:630-04-6] ; n-Heptacosane [CAS:593-49-7] ; n-Heptadecane [CAS:629-78-7] ; n-Heptatriacontane [CAS:7194-84-5] ; n-Hexacosane [CAS:630-01-3] ; n-Hexadecane [CAS:544-76-3] ; n-Hexatriacontane [CAS:630-06-8] ; n-Nonacosane [CAS:630-03-5] ; n-Nonadecane [CAS:629-92-5] ; n-Nonane [CAS:111-84-2] ; n-Nonatriacontane [CAS:7194-86-7] ; n-Octacosane [CAS:630-02-4] ; n-Octadecane [CAS:593-45-3] ; n-Octane [CAS:111-65-9] ; n-Octatriacontane [CAS:7194-85-6] ; n-Pentacosane [CAS:629-99-2] ; n-Pentadecane [CAS:629-62-9] ; n-Pentatriacontane [CAS:630-07-9] ; Phytane [CAS:638-36-8] ; Pristane [CAS:1921-70-6] ; n-Tetracontane [CAS:4181-95-7] ; n-Tetracosane [CAS:646-31-1] ; n-Tetradecane [CAS:629-59-4] ; n-Tetratriacontane [CAS:14167-59-0] ; n-Triacontane [CAS:638-68-6] ; n-Tricosane [CAS:638-67-5] ; n-Tridecane [CAS:629-50-5] ; n-Tritriacontane [CAS:630-05-7] ; n-Undecane [CAS:1120-21-4] in Carbon disulfide / Dichloromethane (3/1) | 1 | ml | 24 | Petroleum Products | ISO Methods | Yes
F110241 | Hydrocarbon Window Defining Standard C8-C40 (ISO 3924:1999) 35 components; 500ug/ml each of n-Decane [CAS:124-18-5] ; n-Docosane [CAS:629-97-0] ; n-Dodecane [CAS:112-40-3] ; n-Dotriacontane [CAS:544-85-4] ; n-Eicosane [CAS:112-95-8] ; n-Heneicosane [CAS:629-94-7] ; n-Hentriacontane [CAS:630-04-6] ; n-Heptacosane [CAS:593-49-7] ; n-Heptadecane [CAS:629-78-7] ; n-Heptatriacontane [CAS:7194-84-5] ; n-Hexacosane [CAS:630-01-3] ; n-Hexadecane [CAS:544-76-3] ; n-Hexatriacontane [CAS:630-06-8] ; n-Nonacosane [CAS:630-03-5] ; n-Nonadecane [CAS:629-92-5] ; n-Nonane [CAS:111-84-2] ; n-Nonatriacontane [CAS:7194-86-7] ; n-Octacosane [CAS:630-02-4] ; n-Octadecane [CAS:593-45-3] ; n-Octane [CAS:111-65-9] ; n-Octatriacontane [CAS:7194-85-6] ; n-Pentacosane [CAS:629-99-2] ; n-Pentadecane [CAS:629-62-9] ; n-Pentatriacontane [CAS:630-07-9] ; Phytane [CAS:638-36-8] ; Pristane [CAS:1921-70-6] ; n-Tetracontane [CAS:4181-95-7] ; n-Tetracosane [CAS:646-31-1] ; n-Tetradecane [CAS:629-59-4] ; n-Tetratriacontane [CAS:14167-59-0] ; n-Triacontane [CAS:638-68-6] ; n-Tricosane [CAS:638-67-5] ; n-Tridecane [CAS:629-50-5] ; n-Tritriacontane [CAS:630-05-7] ; n-Undecane [CAS:1120-21-4] in Carbon disulfide / Dichloromethane (3/1) | 5 | ml | 24 | Petroleum Products | ISO Methods | Yes
F110001 | Multiple compound standard solution 15 components (ISO 15753:2006) 100ug/ml each of Naphthalene [CAS:91-20-3] ; Acenaphthene [CAS:83-32-9] ; Fluorene [CAS:86-73-7] ; Phenanthrene [CAS:85-01-8] ; Anthracene [CAS:120-12-7] ; Fluoranthene [CAS:206-44-0] ; Pyrene [CAS:129-00-0] ; Benzo(a)anthracene [CAS:56-55-3] ; Chrysene [CAS:218-01-9] ; Benzo(b)fluoranthene [CAS:205-99-2] ; Benzo(k)fluoranthene [CAS:207-08-9] ; Benzo(a)pyrene [CAS:50-32-8] ; Dibenzo(a,h)anthracene [CAS:53-70-3] ; Benzo(g,h,i)perylene [CAS:191-24-2] ; Indeno(1,2,3-c,d)pyrene [CAS:193-39-5] in Toluene | 1 | ml | 24 | Fats and Oils | ISO Methods | Yes
EPA methods
CODE | DESCRIPTION | VOL | MSR | SHELF-LIFE | PURPOSE | PRESCRIPTION | ISO 17034\ ISO 17025
F112441 | Standard Solution 16 components (EPA 505) 100ug/ml each of Naphthalene [CAS:91-20-3] ; Acenaphthylene [CAS:208-96-8] ; Acenaphthene [CAS:83-32-9] ; Fluorene [CAS:86-73-7] ; Phenanthrene [CAS:85-01-8] ; Anthracene [CAS:120-12-7] ; Fluoranthene [CAS:206-44-0] ; Pyrene [CAS:129-00-0] ; Benzo(a)anthracene [CAS:56-55-3] ; Chrysene [CAS:218-01-9] ; Benzo(b)fluoranthene [CAS:205-99-2] ; Benzo(k)fluoranthene [CAS:207-08-9] ; Benzo(a)pyrene [CAS:50-32-8] ; Dibenzo(a,c)anthracene [CAS:215-58-7] ; Benzo(g,h,i)perylene [CAS:191-24-2] ; Indeno(1,2,3-c,d)pyrene [CAS:193-39-5] in Toluene | 5 | ml | 24 | 500 Series | EPA Methods | Yes
F112711 | Trihalomethanes Standard Solution - 4 components (EPA 501) 100ug/ml each of Bromodichloromethane [CAS:75-27-4] ; Tribromomethane (Bromoform) [CAS:75-25-2] ; Dibromochloromethane [CAS:124-48-1] ; Chloroform [CAS:67-66-3] in Methanol | 1 | ml | 24 | 500 Series | EPA Methods | Yes
F112721 | Trihalomethanes Standard Solution - 4 components (EPA 501) 200ug/ml each of Bromodichloromethane [CAS:75-27-4] ; Tribromomethane (Bromoform) [CAS:75-25-2] ; Dibromochloromethane [CAS:124-48-1] ; Chloroform [CAS:67-66-3] in Methanol | 1 | ml | 24 | 500 Series | EPA Methods | Yes
F112731 | Trihalomethanes Standard Solution - 4 components (EPA 501) 5000ug/ml each of Bromodichloromethane [CAS:75-27-4] ; Tribromomethane (Bromoform) [CAS:75-25-2] ; Dibromochloromethane [CAS:124-48-1] ; Chloroform [CAS:67-66-3] in Methanol | 1 | ml | 24 | 500 Series | EPA Methods | Yes
F112741 | Trihalomethanes Standard Solution 4 components (EPA 501) 2000ug/ml each of Bromodichloromethane [CAS:75-27-4] ; Tribromomethane (Bromoform) [CAS:75-25-2] ; Dibromochloromethane [CAS:124-48-1] ; Chloroform [CAS:67-66-3] in Methanol | 1 | ml | 24 | 500 Series | EPA Methods | Yes
F112971 | Haloethanes Mixture 14 components (EPA 502) 200ug/ml each of Chloroethane [CAS:75-00-3] ; 1,2-Dibromoethane [CAS:106-93-4] ; 1,1-Dichloroethane [CAS:75-34-3] ; 1,2-Dichloroethane [CAS:107-06-2] ; 1,1-Dichloroethene [CAS:75-35-4] ; cis-1,2-Dichloroethene [CAS:156-59-2] ; trans-1,2-Dichloroethene [CAS:156-60-5] ; 1,1,1,2-Tetrachloroethane [CAS:630-20-6] ; 1,1,2,2-Tetrachloroethane [CAS:79-34-5] ; Tetrachloroethene [CAS:127-18-4] ; 1,1,1-Trichloroethane [CAS:71-55-6] ; 1,1,2-Trichloroethane [CAS:79-00-5] ; Trichloroethene [CAS:79-01-6] ; Vinylchloride [CAS:75-01-4] in Methanol | 1 | ml | 24 | 500 Series | EPA Methods | Yes
F112981 | Halopropanes Mixture 9 components (EPA 502) 200ug/ml each of 1,2-Dibromo-3-chloropropane [CAS:96-12-8] ; 1,2-Dichloropropane [CAS:78-87-5] ; 1,3-Dichloropropane [CAS:142-28-9] ; 2,2-Dichloropropane [CAS:594-20-7] ; 1,1-Dichloropropene [CAS:563-58-6] ; cis-1,3-Dichloropropene [CAS:10061-01-5] ; trans-1,3-Dichloropropene [CAS:10061-02-6] ; Hexachloro-1,3-butadiene (Hexachlorobutadiene) [CAS:87-68-3] ; 1,2,3-Trichloropropane [CAS:96-18-4] in Methanol | 1 | ml | 24 | 500 Series | EPA Methods | Yes
F113001 | Aromatic Hydrocarbons Mixture 16 components (EPA 502) 200ug/ml each of Benzene [CAS:71-43-2] ; n-Butylbenzene [CAS:104-51-8] ; sec-Butylbenzene [CAS:135-98-8] ; tert-Butylbenzene [CAS:98-06-6] ; Ethylbenzene [CAS:100-41-4] ; Isopropylbenzene [CAS:98-82-8] ; 4-Isopropyltoluene [CAS:99-87-6] ; Naphthalene [CAS:91-20-3] ; n-Propylbenzene [CAS:103-65-1] ; Styrene [CAS:100-42-5] ; Toluene [CAS:108-88-3] ; 1,2,4-Trimethylbenzene [CAS:95-63-6] ; 1,3,5-Trimethylbenzene [CAS:108-67-8] ; m-Xylene [CAS:108-38-3] ; o-Xylene [CAS:95-47-6] ; p-Xylene [CAS:106-42-3] in Methanol | 1 | ml | 24 | 500 Series | EPA Methods | Yes
F113011 | Aromatic Halocarbons Mixture 9 components (EPA 502) 200mg/l each of Bromobenzene [CAS:108-86-1] ; Chlorobenzene [CAS:108-90-7] ; 2-Chlorotoluene [CAS:95-49-8] ; 4-Chlorotoluene [CAS:106-43-4] ; 1,2-Dichlorobenzene [CAS:95-50-1] ; 1,3-Dichlorobenzene [CAS:541-73-1] ; 1,4-Dichlorobenzene [CAS:106-46-7] ; 1,2,3-Trichlorobenzene [CAS:87-61-6] ; 1,2,4-Trichlorobenzene [CAS:120-82-1] in Methanol | 1 | ml | 24 | 500 Series | EPA Methods | Yes
F113021 | Aromatics Volatile Organics Mixture 25 components (EPA 502) 100ug/ml each of Benzene [CAS:71-43-2] ; Bromobenzene [CAS:108-86-1] ; n-Butylbenzene [CAS:104-51-8] ; sec-Butylbenzene [CAS:135-98-8] ; tert-Butylbenzene [CAS:98-06-6] ; Chlorobenzene [CAS:108-90-7] ; 2-Chlorotoluene [CAS:95-49-8] ; 4-Chlorotoluene [CAS:106-43-4] ; 1,2-Dichlorobenzene [CAS:95-50-1] ; 1,3-Dichlorobenzene [CAS:541-73-1] ; 1,4-Dichlorobenzene [CAS:106-46-7] ; Ethylbenzene [CAS:100-41-4] ; Isopropylbenzene [CAS:98-82-8] ; 4-Isopropyltoluene [CAS:99-87-6] ; Naphthalene [CAS:91-20-3] ; n-Propylbenzene [CAS:103-65-1] ; Styrene [CAS:100-42-5] ; Toluene [CAS:108-88-3] ; 1,2,3-Trichlorobenzene [CAS:87-61-6] ; 1,2,4-Trichlorobenzene [CAS:120-82-1] ; 1,2,4-Trimethylbenzene [CAS:95-63-6] ; 1,3,5-Trimethylbenzene [CAS:108-67-8] ; o-Xylene [CAS:95-47-6] ; m-Xylene [CAS:108-38-3] ; p-Xylene [CAS:106-42-3] in Methanol | 1 | ml | 24 | 500 Series | EPA Methods | Yes
F113031 | Aromatics Volatile Organics Mixture 25 components (EPA 502) 200ug/ml each of Benzene [CAS:71-43-2] ; Bromobenzene [CAS:108-86-1] ; n-Butylbenzene [CAS:104-51-8] ; sec-Butylbenzene [CAS:135-98-8] ; tert-Butylbenzene [CAS:98-06-6] ; Chlorobenzene [CAS:108-90-7] ; 2-Chlorotoluene [CAS:95-49-8] ; 4-Chlorotoluene [CAS:106-43-4] ; 1,2-Dichlorobenzene [CAS:95-50-1] ; 1,3-Dichlorobenzene [CAS:541-73-1] ; 1,4-Dichlorobenzene [CAS:106-46-7] ; Ethylbenzene [CAS:100-41-4] ; Isopropylbenzene [CAS:98-82-8] ; 4-Isopropyltoluene [CAS:99-87-6] ; Naphthalene [CAS:91-20-3] ; n-Propylbenzene [CAS:103-65-1] ; Styrene [CAS:100-42-5] ; Toluene [CAS:108-88-3] ; 1,2,3-Trichlorobenzene [CAS:87-61-6] ; 1,2,4-Trichlorobenzene [CAS:120-82-1] ; 1,2,4-Trimethylbenzene [CAS:95-63-6] ; 1,3,5-Trimethylbenzene [CAS:108-67-8] ; o-Xylene [CAS:95-47-6] ; m-Xylene [CAS:108-38-3] ; p-Xylene [CAS:106-42-3] in Methanol | 1 | ml | 24 | 500 Series | EPA Methods | Yes
F113041 | Aromatics & Alkenes Mixture (EPA 503.1) - 28 components; 200ug/ml each of Benzene [CAS:71-43-2] ; Bromobenzene [CAS:108-86-1] ; n-Butylbenzene [CAS:104-51-8] ; sec-Butylbenzene [CAS:135-98-8] ; tert-Butylbenzene [CAS:98-06-6] ; Chlorobenzene [CAS:108-90-7] ; 2-Chlorotoluene [CAS:95-49-8] ; 4-Chlorotoluene [CAS:106-43-4] ; 1,2-Dichlorobenzene [CAS:95-50-1] ; 1,3-Dichlorobenzene [CAS:541-73-1] ; 1,4-Dichlorobenzene [CAS:106-46-7] ; Ethylbenzene [CAS:100-41-4] ; Hexachloro-1,3-butadiene (Hexachlorobutadiene) [CAS:87-68-3] ; Isopropylbenzene [CAS:98-82-8] ; 4-Isopropyltoluene [CAS:99-87-6] ; Naphthalene [CAS:91-20-3] ; n-Propylbenzene [CAS:103-65-1] ; Styrene [CAS:100-42-5] ; Tetrachloroethene [CAS:127-18-4] ; Toluene [CAS:108-88-3] ; 1,2,3-Trichlorobenzene [CAS:87-61-6] ; 1,2,4-Trichlorobenzene [CAS:120-82-1] ; Trichloroethene [CAS:79-01-6] ; 1,2,4-Trimethylbenzene [CAS:95-63-6] ; 1,3,5-Trimethylbenzene [CAS:108-67-8] ; o-Xylene [CAS:95-47-6] ; m-Xylene [CAS:108-38-3] ; p-Xylene [CAS:106-42-3] in Methanol | 1 | ml | 24 | 500 Series | EPA Methods | Yes
F113051 | Aromatics Volatile Organics Mixture 25 components (EPA 502) 2000ug/ml each of Benzene [CAS:71-43-2] ; Bromobenzene [CAS:108-86-1] ; n-Butylbenzene [CAS:104-51-8] ; sec-Butylbenzene [CAS:135-98-8] ; tert-Butylbenzene [CAS:98-06-6] ; Chlorobenzene [CAS:108-90-7] ; 2-Chlorotoluene [CAS:95-49-8] ; 4-Chlorotoluene [CAS:106-43-4] ; 1,2-Dichlorobenzene [CAS:95-50-1] ; 1,3-Dichlorobenzene [CAS:541-73-1] ; 1,4-Dichlorobenzene [CAS:106-46-7] ; Ethylbenzene [CAS:100-41-4] ; Isopropylbenzene [CAS:98-82-8] ; 4-Isopropyltoluene [CAS:99-87-6] ; Naphthalene [CAS:91-20-3] ; n-Propylbenzene [CAS:103-65-1] ; Styrene [CAS:100-42-5] ; Toluene [CAS:108-88-3] ; 1,2,3-Trichlorobenzene [CAS:87-61-6] ; 1,2,4-Trichlorobenzene [CAS:120-82-1] ; 1,2,4-Trimethylbenzene [CAS:95-63-6] ; 1,3,5-Trimethylbenzene [CAS:108-67-8] ; o-Xylene [CAS:95-47-6] ; m-Xylene [CAS:108-38-3] ; p-Xylene [CAS:106-42-3] in Methanol | 1 | ml | 24 | 500 Series | EPA Methods | Yes
F113081 | Aromatics & Alkenes Mixture 28 components (EPA 503.1) 2000ug/ml each of Benzene [CAS:71-43-2] ; Bromobenzene [CAS:108-86-1] ; n-Butylbenzene [CAS:104-51-8] ; sec-Butylbenzene [CAS:135-98-8] ; tert-Butylbenzene [CAS:98-06-6] ; Chlorobenzene [CAS:108-90-7] ; 2-Chlorotoluene [CAS:95-49-8] ; 4-Chlorotoluene [CAS:106-43-4] ; 1,2-Dichlorobenzene [CAS:95-50-1] ; 1,3-Dichlorobenzene [CAS:541-73-1] ; 1,4-Dichlorobenzene [CAS:106-46-7] ; Ethylbenzene [CAS:100-41-4] ; Hexachloro-1,3-butadiene (Hexachlorobutadiene) [CAS:87-68-3] ; Isopropylbenzene [CAS:98-82-8] ; 4-Isopropyltoluene [CAS:99-87-6] ; Naphthalene [CAS:91-20-3] ; n-Propylbenzene [CAS:103-65-1] ; Styrene [CAS:100-42-5] ; Tetrachloroethene [CAS:127-18-4] ; Toluene [CAS:108-88-3] ; 1,2,3-Trichlorobenzene [CAS:87-61-6] ; 1,2,4-Trichlorobenzene [CAS:120-82-1] ; Trichloroethene [CAS:79-01-6] ; 1,2,4-Trimethylbenzene [CAS:95-63-6] ; 1,3,5-Trimethylbenzene [CAS:108-67-8] ; o-Xylene [CAS:95-47-6] ; m-Xylene [CAS:108-38-3] ; p-Xylene [CAS:106-42-3] in Methanol | 1 | ml | 24 | 500 Series | EPA Methods | Yes
F113151 | Organochlorine Pesticides Mixture 9 components (EPA 505) 100ug/ml each of Alachlor [CAS:15972-60-8] ; Aldrin [CAS:309-00-2] ; Dieldrin [CAS:60-57-1] ; Endrin [CAS:72-20-8] ; Heptachlor [CAS:76-44-8] ; Heptachlor-exo-epoxide [CAS:1024-57-3] ; Hexachlorobenzene [CAS:118-74-1] ; Gamma-HCH (Lindane) [CAS:58-89-9] ; Methoxychlor (DMTD) [CAS:72-43-5] in Toluene | 1 | ml | 24 | 500 Series | EPA Methods | Yes
F113281 | Phthalates Standard Solution - 7 components (EPA 506) 1000ug/ml each of Adipic acid-bis-2-ethylhexyl ester [CAS:103-23-1] ; Phthalic acid,bis-2-ethylhexylester [CAS:117-81-7] ; Phthalic acid, benzylbutyl ester [CAS:85-68-7] ; Phthalic acid, bis-butyl ester [CAS:84-74-2] ; Phthalic acid, bis-ethyl ester [CAS:84-66-2] ; Phthalic acid, bis-methyl ester [CAS:131-11-3] ; Phthalic acid, bis-1-octyl ester [CAS:117-84-0] in Iso-octane | 1 | ml | 24 | 500 Series | EPA Methods | Yes
F113311 | Phthalates Standard Solution - 7 components (EPA 506) Adipic acid-bis-2-ethylhexyl ester [CAS:103-23-1] 1200ug/ml ; Phthalic acid,bis-2-ethylhexylester [CAS:117-81-7] 250ug/ml ; Phthalic acid, benzylbutyl ester [CAS:85-68-7] 250ug/ml ; Phthalic acid, bis-butyl ester [CAS:84-74-2] 100ug/ml ; Phthalic acid, bis-ethyl ester [CAS:84-66-2] 100ug/ml ; Phthalic acid, bis-methyl ester [CAS:131-11-3] 100ug/ml ; Phthalic acid, bis-1-octyl ester [CAS:117-84-0] 650ug/ml in Methanol | 1 | ml | 24 | 500 Series | EPA Methods | Yes
F113351 | NCC / OPP Standard Solution - 9 components (EPA 507); 1000ug/ml each of Atrazine [CAS:1912-24-9] ; Diphenamid [CAS:957-51-7] ; EPTC [CAS:759-94-4] ; Ethoprophos [CAS:13194-48-4] ; Mevinphos [CAS:7786-34-7] ; Prometryn [CAS:7287-19-6] ; Propazine [CAS:139-40-2] ; Terbutryn [CAS:886-50-0] ; Triadimefon [CAS:43121-43-3] in Methyl-tert.butylether | 1 | ml | 24 | 500 Series | EPA Methods | Yes
F113371A | NCC / OPP Standard Solution - 10 components (EPA 507) 1000ug/ml each of Alachlor [CAS:15972-60-8] ; Atraton [CAS:1610-17-9] ; Bromacil [CAS:314-40-9] ; Butylate [CAS:2008-41-5] ; Chlorpropham [CAS:101-21-3] ; Hexazinone [CAS:51235-04-2] ; Molinate [CAS:2212-67-1] ; Propyzamide (Pronamide) [CAS:23950-58-5] ; Tetrachlorvinphos [CAS:22248-79-9] ; Tricyclazole [CAS:41814-78-2] in Methyl-tert.butylether | 1 | ml | 24 | 500 Series | EPA Methods | Yes
F113391 | NCC / OPP Standard Solution - 8 components (EPA 507) 1000ug/ml each of Propachlor [CAS:1918-16-7] ; Trifluralin [CAS:1582-09-8] ; Benfluralin [CAS:1861-40-1] ; Profluralin [CAS:26399-36-0] ; Isopropalin [CAS:33820-53-0] ; Pendimethalin [CAS:40487-42-1] ; Oxadiazon [CAS:19666-30-9] ; Oxyfluorfen [CAS:42874-03-3] in Methyl-tert.butylether | 1 | ml | 24 | 500 Series | EPA Methods | Yes
F113541 | OCs Standard Solution 17 components (EPA 508.1) 100ug/ml each of Aldrin [CAS:309-00-2] ; Alpha-HCH [CAS:319-84-6] ; Beta-HCH [CAS:319-85-7] ; Gamma-HCH (Lindane) [CAS:58-89-9] ; Delta-HCH [CAS:319-86-8] ; 4,4 prime-DDD (TDE) [CAS:72-54-8] ; 4-4 prime-DDE [CAS:72-55-9] ; 4,4 prime-DDT [CAS:50-29-3] ; Dieldrin [CAS:60-57-1] ; Endosulfan-alpha [CAS:959-98-8] ; Endosulfan-beta [CAS:33213-65-9] ; Endosulfan-total (sulfate) [CAS:1031-07-8] ; Endrin [CAS:72-20-8] ; Endrin aldehyde [CAS:7421-93-4] ; Heptachlor [CAS:76-44-8] ; Heptachlor-exo-epoxide [CAS:1024-57-3] ; Methoxychlor (DMTD) [CAS:72-43-5] in Ethyl Acetate | 1 | ml | 12 | 500 Series | EPA Methods | Yes
F113851 | Chlorinated Herbicide Acids Mixture 7 components (EPA 515) Acifluorfen [CAS:50594-66-6] 100mg/l ; Bentazone [CAS:25057-89-0] 1000mg/l ; 2,4-D [CAS:94-75-7] 100mg/l ; 2,4-DB [CAS:94-82-6] 1000mg/l ; Dicamba [CAS:1918-00-9] 300mg/l ; Picloram [CAS:1918-02-1] 300mg/l ; Fenoprop (2,4,5-TP) [CAS:93-72-1] 100mg/l in Methanol | 1 | ml | 24 | 500 Series | EPA Methods | Yes
F113861 | Chlorinated Herbicides Mixture - 7 components (EPA 515) Acifluorfen methyl ester [CAS:N/A] 200ug/ml ; Bentazon methyl derivative [CAS:2225-40-3] 1000ug/ml ; 2,4-D-methyl ester [CAS:1928-38-7] 100ug/ml ; 2,4-DB methyl ester [CAS:18625-12-2] 1000ug/ml ; Dicamba-methyl ester [CAS:6597-78-0] 300ug/ml ; Picloram methyl ester [CAS:N/A] 300ug/ml ; Fenoprop-methyl ester (Silvex methyl ester) [CAS:4841-20-7] 100ug/ml in Methanol | 1 | ml | 24 | 500 Series | EPA Methods | Yes
F113931 | Internal Standard Solution 2 components (EPA 524.2) 2000mg/l each of 1,2-Dichlorobenzene D4 [CAS:2199-69-1] ; Fluorobenzene [CAS:462-06-6] in Methanol | 1 | ml | 24 | 500 Series | EPA Methods | Yes
F113941 | Internal Standard Solution - 3 components (EPA 524.2) 2000mg/l each of 4-Bromofluorobenzene [CAS:460-00-4] ; 1,2-Dichlorobenzene D4 [CAS:2199-69-1] ; Fluorobenzene [CAS:462-06-6] in Methanol | 1 | ml | 24 |  | EPA Methods | Yes
F113971 | PAH Standard Solution 13 components (EPA 525.1) 100ug/ml each of Acenaphthylene [CAS:208-96-8] ; Anthracene [CAS:120-12-7] ; Benzo(a)anthracene [CAS:56-55-3] ; Benzo(j)fluoranthene [CAS:205-82-3] ; Benzo(k)fluoranthene [CAS:207-08-9] ; Benzo(g,h,i)perylene [CAS:191-24-2] ; Benzo(a)pyrene [CAS:50-32-8] ; Chrysene [CAS:218-01-9] ; Dibenzo(a,h)anthracene [CAS:53-70-3] ; Fluorene [CAS:86-73-7] ; Indeno(1,2,3-c,d)pyrene [CAS:193-39-5] ; Phenanthrene [CAS:85-01-8] ; Pyrene [CAS:129-00-0] in Acetone | 1 | ml | 24 | 500 Series | EPA Methods | Yes
F113981 | PAH Standard Solution 13 components (EPA 525.1) 500ug/ml each of Acenaphthylene [CAS:208-96-8] ; Anthracene [CAS:120-12-7] ; Benzo(a)anthracene [CAS:56-55-3] ; Benzo(j)fluoranthene [CAS:205-82-3] ; Benzo(k)fluoranthene [CAS:207-08-9] ; Benzo(g,h,i)perylene [CAS:191-24-2] ; Benzo(a)pyrene [CAS:50-32-8] ; Chrysene [CAS:218-01-9] ; Dibenzo(a,h)anthracene [CAS:53-70-3] ; Fluorene [CAS:86-73-7] ; Indeno(1,2,3-c,d)pyrene [CAS:193-39-5] ; Phenanthrene [CAS:85-01-8] ; Pyrene [CAS:129-00-0] in Toluene | 1 | ml | 24 | 500 Series | EPA Methods | Yes
F113991 | OCs Standard Solution - 12 components (EPA 525.1) 100mg/l each of Alachlor [CAS:15972-60-8] ; Aldrin [CAS:309-00-2] ; Atrazine [CAS:1912-24-9] ; cis-Chlordane (alpha-Chlordane) [CAS:5103-71-9] ; trans-Chlordane (Gamma-Chlordane) [CAS:5103-74-2] ; Gamma-HCH (Lindane) [CAS:58-89-9] ; Endrin [CAS:72-20-8] ; Heptachlor [CAS:76-44-8] ; Heptachlor-exo-epoxide [CAS:1024-57-3] ; Methoxychlor (DMTD) [CAS:72-43-5] ; trans-Nonachlor [CAS:39765-80-5] ; Simazine [CAS:122-34-9] in Acetone | 1 | ml | 24 | 500 Series | EPA Methods | Yes
F114001 | OCs Standard Solution 12 components (EPA 525.1) 500mg/l each of Alachlor [CAS:15972-60-8] ; Aldrin [CAS:309-00-2] ; Atrazine [CAS:1912-24-9] ; cis-Chlordane (alpha-Chlordane) [CAS:5103-71-9] ; trans-Chlordane (Gamma-Chlordane) [CAS:5103-74-2] ; Gamma-HCH (Lindane) [CAS:58-89-9] ; Endrin [CAS:72-20-8] ; Heptachlor [CAS:76-44-8] ; Heptachlor-exo-epoxide [CAS:1024-57-3] ; Methoxychlor (DMTD) [CAS:72-43-5] ; trans-Nonachlor [CAS:39765-80-5] ; Simazine [CAS:122-34-9] in Acetone | 1 | ml | 24 | 500 Series | EPA Methods | Yes
F114021 | Extractables Mixture 9 components (EPA 525.1) Adipic acid-bis-2-ethylhexyl ester (Bis(2-ethylhexyl)adipate) [CAS:103-23-1] 500ug/ml ; Phthalic acid,bis-2-ethylhexylester (Bis(2-ethylhexyl)phthalate) [CAS:117-81-7] 500ug/ml ; Phthalic acid, benzylbutyl ester (Butyl benzyl phthalate) [CAS:85-68-7] 500ug/ml ; Phthalic acid, bis-butyl ester (Di-n-butylphthalate) [CAS:84-74-2] 500ug/ml ; Phthalic acid, bis-ethyl ester (Diethyl phthalate) [CAS:84-66-2] 500ug/ml ; Phthalic acid, bis-methyl ester (Dimethyl phthalate) [CAS:131-11-3] 500ug/ml ; Hexachlorobenzene (HCB) [CAS:118-74-1] 500ug/ml ; Hexachlorocyclopentadiene [CAS:77-47-4] 500ug/ml ; Pentachlorophenol [CAS:87-86-5] 2000ug/ml in Acetone | 1 | ml | 24 | 500 Series | EPA Methods | Yes
F114131 | PAH Standard Solution 7 components (EPA 525.2) 500ug/ml each of Acenaphthene D10 [CAS:15067-26-2] ; Phenanthrene D10 [CAS:1517-22-2] ; Chrysene D12 [CAS:1719-03-5] ; 1,3-Dimethyl-2-nitrobenzene [CAS:81-20-9] ; Perylene D12 [CAS:1520-96-3] ; Triphenylphosphate [CAS:115-86-6] ; Pyrene D10 [CAS:1718-52-1] in Acetone | 1 | ml | 24 | 500 Series | EPA Methods | Yes
F114161 | EPA Method 531.1 - Carbamate Pesticide Calibration Standard - 10 components (EPA 531.1); 100ug/ml each of Aldicarb [CAS:116-06-3] ; Aldicarb-sulfone [CAS:1646-88-4] ; Aldicarb-sulfoxide [CAS:1646-87-3] ; Propoxur (baygon) [CAS:114-26-1] ; Carbaryl [CAS:63-25-2] ; Carbofuran [CAS:1563-66-2] ; Carbofuran-3-hydroxy [CAS:16655-82-6] ; Methiocarb [CAS:2032-65-7] ; Methomyl [CAS:16752-77-5] ; Oxamyl [CAS:23135-22-0] in Methanol | 1 | ml | 24 | 500 Series | EPA Methods | Yes
F114211 | Diquat & Paraquat Mixture - 2 components (EPA 549.2) Diquat dibromide hydrate [CAS:6385-62-2] 1968ug/ml (1000 ug/ml Diquat) ; Paraquat dichloride [CAS:1910-42-5] 1770ug/ml (1000 ug/ml Paraquat) in Water | 1 | ml | 24 | 500 Series | EPA Methods | Yes
F114221 | PAH Standard Solution 16 components (EPA 550) Acenaphthene [CAS:83-32-9] 1000ug/ml ; Acenaphthylene [CAS:208-96-8] 1000ug/ml ; Anthracene [CAS:120-12-7] 625ug/ml ; Benzo(a)anthracene [CAS:56-55-3] 1ug/ml ; Benzo(a)pyrene [CAS:50-32-8] 5ug/ml ; Benzo(b)fluoranthene [CAS:205-99-2] 1ug/ml ; Benzo(g,h,i)perylene [CAS:191-24-2] 5ug/ml ; Benzo(k)fluoranthene [CAS:207-08-9] 1.25ug/ml ; Chrysene [CAS:218-01-9] 625ug/ml ; Dibenzo(a,h)anthracene [CAS:53-70-3] 1.25ug/ml ; Fluoranthene [CAS:206-44-0] 2.5ug/ml ; Fluorene [CAS:86-73-7] 100ug/ml ; Indeno(1,2,3-c,d)pyrene [CAS:193-39-5] 12.5ug/ml ; Naphthalene [CAS:91-20-3] 1000ug/ml ; Phenanthrene [CAS:85-01-8] 50ug/ml ; Pyrene [CAS:129-00-0] 62.5ug/ml in Acetonitrile | 1 | ml | 24 | 500 Series | EPA Methods | Yes
F114231 | PAH Standard Solution 16 components (EPA 552) 1000ug/ml each of Acenaphthene [CAS:83-32-9] ; Acenaphthylene [CAS:208-96-8] ; Anthracene [CAS:120-12-7] ; Benzo(a)anthracene [CAS:56-55-3] ; Benzo(a)pyrene [CAS:50-32-8] ; Benzo(b)fluoranthene [CAS:205-99-2] ; Benzo(g,h,i)perylene [CAS:191-24-2] ; Benzo(k)fluoranthene [CAS:207-08-9] ; Chrysene [CAS:218-01-9] ; Dibenzo(a,h)anthracene [CAS:53-70-3] ; Fluoranthene [CAS:206-44-0] ; Fluorene [CAS:86-73-7] ; Indeno(1,2,3-c,d)pyrene [CAS:193-39-5] ; Naphthalene [CAS:91-20-3] ; Phenanthrene [CAS:85-01-8] ; Pyrene [CAS:129-00-0] in Acetonitrile | 1 | ml | 24 | 500 Series | EPA Methods | Yes
F114641 | Carbonyl Compounds Standard Solution 12 components (EPA 554) 1000ug/ml each of Formaldehyde [CAS:50-00-0] ; Acetaldehyde [CAS:75-07-0] ; Propionaldehyde (Propanal) [CAS:123-38-6] ; Butyraldehyde (Butanal) [CAS:123-72-8] ; Valeraldehyde (Pentanal) [CAS:110-62-3] ; Hexanal [CAS:66-25-1] ; 1-Heptanal (Heptanal) [CAS:111-71-7] ; Octanal [CAS:124-13-0] ; Nonanal [CAS:124-19-6] ; Decanal [CAS:112-31-2] ; Cyclohexanone [CAS:108-94-1] ; Crotonaldehyde [CAS:123-73-9] in Acetonitrile | 1 | ml | 24 | 500 Series | EPA Methods | Yes
F114651 | Derivatised Carbonyl Compounds Mixture 12 components (EPA 554) 1000ug/ml each of Formaldehyde-DNPH [CAS:1081-15-8] ; Acetaldehyde-DNPH [CAS:1019-57-4] ; Propionaldehyde-DNPH (Propanal-DNPH) [CAS:725-00-8] ; n-Butyraldehyde-DNPH (Butanal-DNPH) [CAS:1527-98-6] ; Valeraldehyde-DNPH [CAS:2057-84-3] ; Hexaldehyde-DNPH [CAS:1527-97-5] ; Heptaldehyde-DNPH (Heptanal-DNPH) [CAS:2074-05-7] ; Octanal-DNPH [CAS:1726-77-8] ; Nonanal-DNPH [CAS:N/A] ; Decanal-DNPH [CAS:N/A] ; Cyclohexanone-DNPH [CAS:1589-62-4] ; Crotonaldehyde-DNPH [CAS:1527-96-4] in Methanol / Acetonitrile (4/1) | 1 | ml | 24 | 500 Series | EPA Methods | Yes
F114661 | Chlorinated Acids Mixture A - 8 components (EPA 555) 1000ug/ml each of Acifluorfen [CAS:50594-66-6] ; Bentazone [CAS:25057-89-0] ; Chloramben [CAS:133-90-4] ; 2,4-D [CAS:94-75-7] ; Dicamba [CAS:1918-00-9] ; Dichlorprop [CAS:120-36-5] ; Picloram [CAS:1918-02-1] ; Fenoprop (Silvex) [CAS:93-72-1] in Acetonitrile | 1 | ml | 24 | 500 Series | EPA Methods | Yes
F114671 | Chlorinated Acids Mixture B - 8 components (EPA 555) 1000ug/ml each of 2,4-DB [CAS:94-82-6] ; 3,5-Dichlorobenzoic acid [CAS:51-36-5] ; 4-Nitrophenol [CAS:100-02-7] ; Dinoseb [CAS:88-85-7] ; MCPA [CAS:94-74-6] ; Mecoprop (MCPP) [CAS:7085-19-0] ; Pentachlorophenol [CAS:87-86-5] ; 2,4,5-T [CAS:93-76-5] in Acetonitrile | 1 | ml | 24 | 500 Series | EPA Methods | Yes
F114681 | Aldehydes Mixtures (556) - 15 components (EPA 556) 1000ug/ml each of Formaldehyde [CAS:50-00-0] ; Acetaldehyde [CAS:75-07-0] ; Propionaldehyde (Propanal) [CAS:123-38-6] ; Butyraldehyde (Butanal) [CAS:123-72-8] ; Valeraldehyde (Pentanal) [CAS:110-62-3] ; Hexanal [CAS:66-25-1] ; 1-Heptanal (Heptanal) [CAS:111-71-7] ; Octanal [CAS:124-13-0] ; Nonanal [CAS:124-19-6] ; Decanal [CAS:112-31-2] ; Cyclohexanone [CAS:108-94-1] ; Crotonaldehyde [CAS:123-73-9] ; Benzaldehyde [CAS:100-52-7] ; Glyoxal (Ethanedial) [CAS:107-22-2] ; Methylglyoxal [CAS:78-98-8] in Acetonitrile | 1 | ml | 24 | 500 Series | EPA Methods | Yes
F232704 | EPA-505 Organohalide Pesticide Mixture: 16 components; 200ug/ml each of Alachlor [CAS:15972-60-8] ; Atrazine [CAS:1912-24-9] ; Simazine [CAS:122-34-9] ; Methoxychlor (DMTD) [CAS:72-43-5] ; Aldrin [CAS:309-00-2] ; cis-Chlordane (alpha-Chlordane) [CAS:5103-71-9] ; trans-Chlordane (Gamma-Chlordane) [CAS:5103-74-2] ; Dieldrin [CAS:60-57-1] ; Endrin [CAS:72-20-8] ; Gamma-HCH (Lindane) [CAS:58-89-9] ; Heptachlor [CAS:76-44-8] ; Heptachlor-exo-epoxide (cis-Heptachlorepoxide (cis-, exo-,) [CAS:1024-57-3] ; Hexachlorobenzene [CAS:118-74-1] ; Hexachlorocyclopentadiene [CAS:77-47-4] ; cis-Nonachlor [CAS:5103-73-1] ; trans-Nonachlor [CAS:39765-80-5] in Methanol Storage conditions: Stored under normal laboratory conditions | 1 | ml | 6 | 500 Series | EPA Methods | Yes
F233264 | EPA Method 525.2 - OrganoNitrogen Pesticide Calibration Standard : 37 components; 500ug/ml each of Alachlor [CAS:15972-60-8] ; Ametryn [CAS:834-12-8] ; Atraton [CAS:1610-17-9] ; Atrazine [CAS:1912-24-9] ; Bromacil [CAS:314-40-9] ; Butachlor [CAS:23184-66-9] ; Butylate [CAS:2008-41-5] ; Chlorpropham [CAS:101-21-3] ; Cyanazine [CAS:21725-46-2] ; Cycloate [CAS:1134-23-2] ; Diphenamid [CAS:957-51-7] ; EPTC [CAS:759-94-4] ; Etridiazole [CAS:2593-15-9] ; Fenarimol [CAS:60168-88-9] ; Fluridone [CAS:59756-60-4] ; Hexazinone [CAS:51235-04-2] ; Metolachlor [CAS:51218-45-2] ; Metribuzin [CAS:21087-64-9] ; MGK 264 [CAS:113-48-4] ; Molinate [CAS:2212-67-1] ; Napropamide [CAS:15299-99-7] ; Norflurazon [CAS:27314-13-2] ; Pebulate [CAS:1114-71-2] ; Prometon [CAS:1610-18-0] ; Prometryn [CAS:7287-19-6] ; Propachlor [CAS:1918-16-7] ; Propazine [CAS:139-40-2] ; Propyzamide [CAS:23950-58-5] ; Simazine [CAS:122-34-9] ; Simetryn [CAS:1014-70-6] ; Tebuthiuron [CAS:34014-18-1] ; Terbacil [CAS:5902-51-2] ; Terbutryn [CAS:886-50-0] ; Triadimefon [CAS:43121-43-3] ; Tricyclazole [CAS:41814-78-2] ; Trifluralin [CAS:1582-09-8] ; Vernolate [CAS:1929-77-7] in Acetone Storage conditions: Stored under normal laboratory conditions | 1 | ml | 12 | 500 Series | EPA Methods | Yes
F233274 | EPA Method 525.2 - Organochlorine Pesticide Calibration Standard: 8 components; 500ug/ml each of Chlorobenzilate [CAS:510-15-6] ; Chloroneb [CAS:2675-77-6] ; Chlorothalonil [CAS:1897-45-6] ; Chlorthal-dimethyl [CAS:1861-32-1] ; Heptachlor-endo-epoxide [CAS:28044-83-9] ; trans-Nonachlor [CAS:39765-80-5] ; cis-Permethrine [CAS:61949-76-6] ; trans-Permethrine [CAS:61949-77-7] in Acetone Storage conditions: Stored under normal laboratory conditions | 1 | ml | 12 | 500 Series | EPA Methods | Yes
F233384 | EPA Method 528 - Phenol Calibration Standard : 12 components; 2000ug/ml each of 4-Chloro-3-methylphenol [CAS:59-50-7] ; 2-Chlorophenol [CAS:95-57-8] ; 2,4-Dichlorophenol [CAS:120-83-2] ; 2,4-Dimethylphenol [CAS:105-67-9] ; 2-Methyl-4,6-dinitrophenol [CAS:534-52-1] ; 2,4-Dinitrophenol [CAS:51-28-5] ; 2-Methylphenol [CAS:95-48-7] ; 2-Nitrophenol [CAS:88-75-5] ; 4-Nitrophenol [CAS:100-02-7] ; Pentachlorophenol [CAS:87-86-5] ; Phenol [CAS:108-95-2] ; 2,4,6-Trichlorophenol [CAS:88-06-2] in Dichloromethane Storage conditions: Stored under normal laboratory conditions | 1 | ml | 12 | 500 Series | EPA Methods | Yes
F233414 | EPA Method 531.2 - Carbamate Pesticide Calibration Standard: 11 components; 100ug/ml each of Aldicarb [CAS:116-06-3] ; Aldicarb-sulfone [CAS:1646-88-4] ; Aldicarb-sulfoxide [CAS:1646-87-3] ; Carbaryl [CAS:63-25-2] ; Carbofuran [CAS:1563-66-2] ; Carbofuran-3-hydroxy [CAS:16655-82-6] ; Methiocarb [CAS:2032-65-7] ; Methomyl [CAS:16752-77-5] ; Oxamyl [CAS:23135-22-0] ; Propoxur [CAS:114-26-1] ; 1-Naphthol [CAS:90-15-3] in Acetonitrile Storage conditions: Long-term stability: store in a freezer; Shipping :styrofoam box with ice packs | 1 | ml | 12 | 500 Series | EPA Methods | Yes
F864621 | Addition to Method 524.2 - 24 components; 2000ug/ml each of Acetone [CAS:67-64-1] ; Acrylonitrile [CAS:107-13-1] ; 3-Chloropropene [CAS:107-05-1] ; 2-Butanone [CAS:78-93-3] ; Carbon disulfide [CAS:75-15-0] ; Chloroacetonitrile [CAS:107-14-2] ; 1-Chlorobutane [CAS:109-69-3] ; trans-1,4-Dichloro-2-butene [CAS:110-57-6] ; 1,1-Dichloro-2-propanone [CAS:513-88-2] ; Diethylether [CAS:60-29-7] ; Methacrylic acid-ethyl ester [CAS:97-63-2] ; Hexachloroethane [CAS:67-72-1] ; 2-Hexanone [CAS:591-78-6] ; Methacrylonitrile [CAS:126-98-7] ; Acrylic acid-methyl ester [CAS:96-33-3] ; Iodomethane [CAS:74-88-4] ; Methacrylic acid-methyl ester [CAS:80-62-6] ; 4-Methyl-2-pentanone [CAS:108-10-1] ; Methyl-tert.butylether [CAS:1634-04-4] ; Nitrobenzene [CAS:98-95-3] ; 2-Nitropropane [CAS:79-46-9] ; Pentachloroethane [CAS:76-01-7] ; Propionitrile [CAS:107-12-0] ; Tetrahydrofuran [CAS:109-99-9] in Methanol | 1 | ml | 24 | 500 Series | EPA Methods | Yes
F867841 | Fortification Solution of Internal Standards and Surrogates (EPA 525.2) - 4 components; 500ug/ml each of Acenaphthene D10 [CAS:15067-26-2] ; Phenanthrene D10 [CAS:1517-22-2] ; Chrysene D12 [CAS:1719-03-5] ; Perylene D12 [CAS:1520-96-3] in Acetone | 1 | ml | 24 | 500 Series | EPA Methods | Yes
F867921 | PAH Internal & Surrogate Standard Fortification Solution (EPA 525.2) - 3 components; 500ug/ml each of Acenaphthene D10 [CAS:15067-26-2] ; Chrysene D12 [CAS:1719-03-5] ; Phenanthrene D10 [CAS:1517-22-2] in Acetone | 1 | ml | 24 | 500 Series | EPA Methods | Yes
F890211 | VOC-Mix EPA 524 - 6 components; 2000ug/ml each of Bromodichloromethane [CAS:75-27-4] ; Dibromochloromethane [CAS:124-48-1] ; 1,1-Dichloroethene [CAS:75-35-4] ; cis-1,2-Dichloroethene [CAS:156-59-2] ; trans-1,2-Dichloroethene [CAS:156-60-5] ; Dichloromethane [CAS:75-09-2] in Methanol | 1 | ml | 24 | 500 Series | EPA Methods | Yes
F114841 | Purgeable Halocarbon Mix - 28 components (EPA 601) 100ug/ml each of Bromodichloromethane [CAS:75-27-4] ; Tribromomethane (Bromoform) [CAS:75-25-2] ; Bromomethane [CAS:74-83-9] ; Tetrachloromethane (Carbon tetrachloride) [CAS:56-23-5] ; Chlorobenzene [CAS:108-90-7] ; Chloroethane [CAS:75-00-3] ; Chloroform [CAS:67-66-3] ; Chloromethane [CAS:74-87-3] ; Dibromochloromethane [CAS:124-48-1] ; 1,2-Dichlorobenzene [CAS:95-50-1] ; 1,3-Dichlorobenzene [CAS:541-73-1] ; 1,4-Dichlorobenzene [CAS:106-46-7] ; Dichlorodifluoromethane [CAS:75-71-8] ; 1,1-Dichloroethane [CAS:75-34-3] ; 1,2-Dichloroethane [CAS:107-06-2] ; 1,1-Dichloroethene [CAS:75-35-4] ; trans-1,2-Dichloroethene [CAS:156-60-5] ; 1,2-Dichloropropane [CAS:78-87-5] ; cis-1,3-Dichloropropene [CAS:10061-01-5] ; trans-1,3-Dichloropropene [CAS:10061-02-6] ; Dichloromethane (Methylene chloride) [CAS:75-09-2] ; 1,1,2,2-Tetrachloroethane [CAS:79-34-5] ; Tetrachloroethene [CAS:127-18-4] ; 1,1,1-Trichloroethane [CAS:71-55-6] ; 1,1,2-Trichloroethane [CAS:79-00-5] ; Trichloroethene [CAS:79-01-6] ; Fluorotrichloromethane (Trichlorofluoromethane) [CAS:75-69-4] ; Vinylchloride [CAS:75-01-4] in Methanol purge-and-trap | 1 | ml | 24 | 600 Series | EPA Methods | Yes
F114851 | VOC Purgeable Gas Mixture - 5 components (EPA 601) 100ug/ml each of Bromomethane [CAS:74-83-9] ; Chloroethane [CAS:75-00-3] ; Chloromethane [CAS:74-87-3] ; Dichlorodifluoromethane [CAS:75-71-8] ; Vinylchloride [CAS:75-01-4] in Methanol purge-and-trap | 1 | ml | 24 | 600 Series | EPA Methods | Yes
F114871 | VOC Performance Check Solution - 8 components (EPA 601) 200ug/ml each of Benzene [CAS:71-43-2] ; Tetrachloromethane (Carbontetrachloride) [CAS:56-23-5] ; 1,4-Dichlorobenzene [CAS:106-46-7] ; 1,2-Dichloroethane [CAS:107-06-2] ; 1,1-Dichloroethene [CAS:75-35-4] ; 1,1,1-Trichloroethane [CAS:71-55-6] ; Trichloroethene [CAS:79-01-6] ; Vinylchloride [CAS:75-01-4] in Methanol purge-and-trap | 1 | ml | 24 | 600 Series | EPA Methods | Yes
F114911 | Phenols Standard Solution 11 components (EPA 604) 100ug/ml each of 4-Chloro-3-methylphenol [CAS:59-50-7] ; 2-Chlorophenol [CAS:95-57-8] ; 2,4-Dichlorophenol [CAS:120-83-2] ; 2,4-Dimethylphenol [CAS:105-67-9] ; 2,4-Dinitrophenol [CAS:51-28-5] ; 2-Methyl-4,6-dinitrophenol [CAS:534-52-1] ; 2-Nitrophenol [CAS:88-75-5] ; 4-Nitrophenol [CAS:100-02-7] ; Pentachlorophenol [CAS:87-86-5] ; Phenol [CAS:108-95-2] ; 2,4,6-Trichlorophenol [CAS:88-06-2] in Methanol | 1 | ml | 24 | 600 Series | EPA Methods | Yes
F115051 | OCs Standard Solution 16 components (EPA 608) 20ug/ml each of Aldrin [CAS:309-00-2] ; Alpha-HCH [CAS:319-84-6] ; Beta-HCH [CAS:319-85-7] ; Gamma-HCH (Lindane) [CAS:58-89-9] ; Delta-HCH [CAS:319-86-8] ; 4,4'-DDD (TDE) [CAS:72-54-8] ; 4,4'-DDE [CAS:72-55-9] ; 4,4'-DDT [CAS:50-29-3] ; Dieldrin [CAS:60-57-1] ; Endosulfan-alpha [CAS:959-98-8] ; Endosulfan-beta [CAS:33213-65-9] ; Endosulfan-total (sulfate) [CAS:1031-07-8] ; Endrin [CAS:72-20-8] ; Endrin aldehyde [CAS:7421-93-4] ; Heptachlor [CAS:76-44-8] ; Heptachlor-exo-epoxide (Heptachlor epoxide) [CAS:1024-57-3] in Iso-octane | 1 | ml | 12 | 600 Series | EPA Methods | Yes
F115511 | PAH Standard Solution 16 components (EPA 610) 100ug/ml each of Acenaphthene [CAS:83-32-9] ; Acenaphthylene [CAS:208-96-8] ; Anthracene [CAS:120-12-7] ; Benzo(a)anthracene [CAS:56-55-3] ; Benzo(a)pyrene [CAS:50-32-8] ; Benzo(b)fluoranthene [CAS:205-99-2] ; Benzo(g,h,i)perylene [CAS:191-24-2] ; Benzo(k)fluoranthene [CAS:207-08-9] ; Chrysene [CAS:218-01-9] ; Dibenzo(a,h)anthracene [CAS:53-70-3] ; Fluoranthene [CAS:206-44-0] ; Fluorene [CAS:86-73-7] ; Indeno(1,2,3-c,d)pyrene [CAS:193-39-5] ; Naphthalene [CAS:91-20-3] ; Phenanthrene [CAS:85-01-8] ; Pyrene [CAS:129-00-0] in Methanol / Dichloromethane (1/1) | 1 | ml | 24 | 600 Series | EPA Methods | Yes
F115521 | PAH Standard Solution 16 components (EPA 610) 20ug/ml each of Acenaphthene [CAS:83-32-9] ; Acenaphthylene [CAS:208-96-8] ; Anthracene [CAS:120-12-7] ; Benzo(a)anthracene [CAS:56-55-3] ; Benzo(a)pyrene [CAS:50-32-8] ; Benzo(b)fluoranthene [CAS:205-99-2] ; Benzo(g,h,i)perylene [CAS:191-24-2] ; Benzo(k)fluoranthene [CAS:207-08-9] ; Chrysene [CAS:218-01-9] ; Dibenzo(a,h)anthracene [CAS:53-70-3] ; Fluoranthene [CAS:206-44-0] ; Fluorene [CAS:86-73-7] ; Indeno(1,2,3-c,d)pyrene [CAS:193-39-5] ; Naphthalene [CAS:91-20-3] ; Phenanthrene [CAS:85-01-8] ; Pyrene [CAS:129-00-0] in Methanol / Dichloromethane (1/1) | 1 | ml | 24 | 600 Series | EPA Methods | Yes
F115531 | PAH Standard Solution 16 components (EPA 610) Acenaphthene [CAS:83-32-9] 100ug/ml ; Acenaphthylene [CAS:208-96-8] 200ug/ml ; Anthracene [CAS:120-12-7] 100ug/ml ; Benzo(a)anthracene [CAS:56-55-3] 100ug/ml ; Benzo(a)pyrene [CAS:50-32-8] 100ug/ml ; Benzo(b)fluoranthene [CAS:205-99-2] 200ug/ml ; Benzo(g,h,i)perylene [CAS:191-24-2] 200ug/ml ; Benzo(k)fluoranthene [CAS:207-08-9] 100ug/ml ; Chrysene [CAS:218-01-9] 100ug/ml ; Dibenzo(a,h)anthracene [CAS:53-70-3] 200ug/ml ; Fluoranthene [CAS:206-44-0] 200ug/ml ; Fluorene [CAS:86-73-7] 200ug/ml ; Indeno(1,2,3-c,d)pyrene [CAS:193-39-5] 100ug/ml ; Naphthalene [CAS:91-20-3] 1000ug/ml ; Phenanthrene [CAS:85-01-8] 100ug/ml ; Pyrene [CAS:129-00-0] 100ug/ml in Methanol / Dichloromethane (1/1) | 1 | ml | 24 | 600 Series | EPA Methods | Yes
F115751 | NCC Standard Solution - 11 components (EPA 619) 100ug/ml each of Ametryn [CAS:834-12-8] ; Atraton [CAS:1610-17-9] ; Atrazine [CAS:1912-24-9] ; Prometon [CAS:1610-18-0] ; Prometryn [CAS:7287-19-6] ; Propazine [CAS:139-40-2] ; Secbumeton [CAS:26259-45-0] ; Simetryn [CAS:1014-70-6] ; Simazine [CAS:122-34-9] ; Terbuthylazine [CAS:5915-41-3] ; Terbutryn [CAS:886-50-0] in Acetone | 1 | ml | 24 | 600 Series | EPA Methods | Yes
F115771 | OPP Standard Solution 9 components (EPA 622) Fensulfothion [CAS:115-90-2] 150ug/ml ; Azinphos-methyl [CAS:86-50-0] 150ug/ml ; Coumaphos [CAS:56-72-4] 150ug/ml ; Demeton (O+S) [CAS:8065-48-3] 25ug/ml ; Phorate [CAS:298-02-2] 15ug/ml ; Disulfoton [CAS:298-04-4] 20ug/ml ; Trichloronat [CAS:327-98-0] 15ug/ml ; Fenthion [CAS:55-38-9] 10ug/ml ; Prothiophos (Tokuthion) [CAS:34643-46-4] 50ug/ml in Iso-octane | 1 | ml | 24 | 600 Series | EPA Methods | Yes
F115831 | VOC Standard Solution 31 components (EPA 624) 20ug/ml each of Benzene [CAS:71-43-2] ; Bromodichloromethane [CAS:75-27-4] ; Tribromomethane (Bromoform) [CAS:75-25-2] ; Bromomethane [CAS:74-83-9] ; Tetrachloromethane (Carbon tetrachloride) [CAS:56-23-5] ; Chlorobenzene [CAS:108-90-7] ; Chloroethane [CAS:75-00-3] ; 2-Chloroethyl-vinylether [CAS:110-75-8] ; Chloroform [CAS:67-66-3] ; Chloromethane [CAS:74-87-3] ; Dibromochloromethane [CAS:124-48-1] ; 1,2-Dichlorobenzene [CAS:95-50-1] ; 1,3-Dichlorobenzene [CAS:541-73-1] ; 1,4-Dichlorobenzene [CAS:106-46-7] ; 1,1-Dichloroethane [CAS:75-34-3] ; 1,2-Dichloroethane [CAS:107-06-2] ; 1,1-Dichloroethene [CAS:75-35-4] ; trans-1,2-Dichloroethene [CAS:156-60-5] ; 1,2-Dichloropropane [CAS:78-87-5] ; cis-1,3-Dichloropropene [CAS:10061-01-5] ; trans-1,3-Dichloropropene [CAS:10061-02-6] ; Ethylbenzene [CAS:100-41-4] ; Dichloromethane (Methylene chloride) [CAS:75-09-2] ; 1,1,2,2-Tetrachloroethane [CAS:79-34-5] ; Tetrachloroethene [CAS:127-18-4] ; Toluene [CAS:108-88-3] ; 1,1,1-Trichloroethane [CAS:71-55-6] ; 1,1,2-Trichloroethane [CAS:79-00-5] ; Trichloroethene [CAS:79-01-6] ; Fluorotrichloromethane (Trichlorofluoromethane) [CAS:75-69-4] ; Vinylchloride [CAS:75-01-4] in Methanol purge-and-trap | 1 | ml | 24 | 600 Series | EPA Methods | Yes
F115861 | VOC Surrogate and Internal Mixture 3 components (EPA 624); 20000ug/ml each of 4-Bromofluorobenzene [CAS:460-00-4] ; Fluorobenzene [CAS:462-06-6] ; Pentafluorobenzene [CAS:363-72-4] in Methanol | 1 | ml | 24 | 600 Series | EPA Methods | Yes
F115881 | Phenols Standard Solution - 11 components (EPA 625) 2000ug/ml each of 4-Chloro-3-methylphenol [CAS:59-50-7] ; 2-Chlorophenol [CAS:95-57-8] ; 2,4-Dichlorophenol [CAS:120-83-2] ; 2,4-Dimethylphenol [CAS:105-67-9] ; 2,4-Dinitrophenol [CAS:51-28-5] ; 2-Methyl-4,6-dinitrophenol [CAS:534-52-1] ; 2-Nitrophenol [CAS:88-75-5] ; 4-Nitrophenol [CAS:100-02-7] ; Pentachlorophenol [CAS:87-86-5] ; Phenol [CAS:108-95-2] ; 2,4,6-Trichlorophenol [CAS:88-06-2] in Dichloromethane | 1 | ml | 24 | 600 Series | EPA Methods | Yes
F115951 | Carbamates Standard Solution - 6 components (EPA 634) 1000ug/ml each of Butylate [CAS:2008-41-5] ; Cycloate [CAS:1134-23-2] ; EPTC [CAS:759-94-4] ; Molinate [CAS:2212-67-1] ; Pebulate [CAS:1114-71-2] ; Vernolate [CAS:1929-77-7] in Methanol | 1 | ml | 24 | 600 Series | EPA Methods | Yes
F128741 | Organochlorine Pesticide Mixture 16 components (EPA 625) 2000ug/ml each of Aldrin [CAS:309-00-2] ; Alpha-HCH (alpha-BHC) [CAS:319-84-6] ; Beta-HCH (beta-BHC) [CAS:319-85-7] ; Delta-HCH (delta-BHC) [CAS:319-86-8] ; Gamma-HCH (Lindane) (gamma-BHC) [CAS:58-89-9] ; 4,4'-DDD (TDE) [CAS:72-54-8] ; 4,4'-DDE [CAS:72-55-9] ; 4,4'-DDT [CAS:50-29-3] ; Dieldrin [CAS:60-57-1] ; Endosulfan-alpha (Endosulfan I) [CAS:959-98-8] ; Endosulfan-beta (Endosulfan II) [CAS:33213-65-9] ; Endosulfan-total (sulfate) [CAS:1031-07-8] ; Endrin [CAS:72-20-8] ; Endrin aldehyde [CAS:7421-93-4] ; Heptachlor [CAS:76-44-8] ; Heptachlor-exo-epoxide (cis-Heptachlorepoxide (cis-, exo-,) [CAS:1024-57-3] in n-Hexane / Toluene (1/1) | 1 | ml | 12 | 600 Series | EPA Methods | Yes
F233694 | EPA Method 624 - VOC Standard Solution: 26 components; 2000ug/ml each of Benzene [CAS:71-43-2] ; Bromodichloromethane [CAS:75-27-4] ; Tribromomethane (Bromoform) [CAS:75-25-2] ; Tetrachloromethane (Carbon tetrachloride) [CAS:56-23-5] ; Chlorobenzene [CAS:108-90-7] ; 2-Chloroethyl-vinylether [CAS:110-75-8] ; Chloroform [CAS:67-66-3] ; Dibromochloromethane [CAS:124-48-1] ; 1,2-Dichlorobenzene [CAS:95-50-1] ; 1,3-Dichlorobenzene [CAS:541-73-1] ; 1,4-Dichlorobenzene [CAS:106-46-7] ; 1,1-Dichloroethane [CAS:75-34-3] ; 1,2-Dichloroethane [CAS:107-06-2] ; 1,1-Dichloroethene [CAS:75-35-4] ; trans-1,2-Dichloroethene [CAS:156-60-5] ; 1,2-Dichloropropane [CAS:78-87-5] ; cis-1,3-Dichloropropene [CAS:10061-01-5] ; trans-1,3-Dichloropropene [CAS:10061-02-6] ; Ethylbenzene [CAS:100-41-4] ; Dichloromethane (Methylene chloride) [CAS:75-09-2] ; 1,1,2,2-Tetrachloroethane [CAS:79-34-5] ; Tetrachloroethene [CAS:127-18-4] ; Toluene [CAS:108-88-3] ; 1,1,1-Trichloroethane [CAS:71-55-6] ; 1,1,2-Trichloroethane [CAS:79-00-5] ; Trichloroethene [CAS:79-01-6] in Methanol (purge & trap) Storage conditions: Stored under normal laboratory conditions | 1 | ml | 12 | 600 Series | EPA Methods | Yes
F869371 | Phthalates Standard Solution 6 components (EPA 606) 1000ug/ml each of Phthalic acid,bis-2-ethylhexylester (Bis(2-ethylhexyl)phthalate) [CAS:117-81-7] ; Phthalic acid, benzylbutyl ester (Butyl benzyl phthalate) [CAS:85-68-7] ; Phthalic acid, bis-butyl ester (di-n-butyl phthalate) [CAS:84-74-2] ; Phthalic acid, bis-ethyl ester (Diethyl phthalate) [CAS:84-66-2] ; Phthalic acid, bis-methyl ester (Dimethyl phthalate) [CAS:131-11-3] ; Phthalic acid, bis-1-octyl ester (di-n-octyl phthalate) [CAS:117-84-0] in Iso-octane | 1 | ml | 24 | 600 Series | EPA Methods | Yes
F116091 | TCLP Volatiles Mixture - 11 components (EPA 1311) 1000ug/ml each of Benzene [CAS:71-43-2] ; 2-Butanone [CAS:78-93-3] ; Tetrachloromethane [CAS:56-23-5] ; Chlorobenzene [CAS:108-90-7] ; Chloroform [CAS:67-66-3] ; 1,4-Dichlorobenzene [CAS:106-46-7] ; 1,2-Dichloroethane [CAS:107-06-2] ; 1,1-Dichloroethene [CAS:75-35-4] ; Tetrachloroethene [CAS:127-18-4] ; Trichloroethene [CAS:79-01-6] ; Vinylchloride [CAS:75-01-4] in Methanol | 1 | ml | 24 | 1300 Series | EPA Methods | Yes
F116121 | TCLP Pesticides Spiking Mixture - 7 components (EPA 1311) Chlordane (technical) [CAS:57-74-9] 2000ug/ml ; Endrin [CAS:72-20-8] 2000ug/ml ; Heptachlor [CAS:76-44-8] 2000ug/ml ; Heptachlor-exo-epoxide (cis-Heptachlorepoxide (cis-, exo-,) [CAS:1024-57-3] 2000ug/ml ; Gamma-HCH (Lindane) [CAS:58-89-9] 2000ug/ml ; Methoxychlor (DMTD) [CAS:72-43-5] 2000ug/ml ; Toxaphene [CAS:8001-35-2] 4000ug/ml in Methanol | 1 | ml | 24 | 1300 Series | EPA Methods | Yes
F116141 | TCLP Pesticides Spiking Mixture - 2 components (EPA 1311) Chlordane (technical) [CAS:57-74-9] 2000ug/ml ; Toxaphene [CAS:8001-35-2] 4000ug/ml in Methanol | 1 | ml | 24 | 1300 Series | EPA Methods | Yes
F116151 | TCLP Herbicides Spiking Mixture - 2 components (EPA 1311) 2000ug/ml each of 2,4-D [CAS:94-75-7] ; Fenoprop (Silvex) [CAS:93-72-1] in Methanol | 1 | ml | 24 | 1300 Series | EPA Methods | Yes
F116161 | TCLP Methylated Herbicides Spiking Mixture - 2 components (EPA 1311) 2000ug/ml each of 2,4-D methyl ester [CAS:1928-38-7] ; Fenoprop-methyl ester (Silvex methyl ester) [CAS:4841-20-7] in Methanol | 1 | ml | 24 | 1300 Series | EPA Methods | Yes
F871651 | TCLP Semi-Volatile Spiking Mixture - 13 components (EPA 1311) 13 components; 2000ug/ml each of 2-Methylphenol [CAS:95-48-7] ; 3-Methylphenol [CAS:108-39-4] ; 4-Methylphenol [CAS:106-44-5] ; 1,4-Dichlorobenzene [CAS:106-46-7] ; 2,4-Dinitrotoluene [CAS:121-14-2] ; Hexachlorobenzene [CAS:118-74-1] ; Hexachloro-1,3-butadiene (Hexachlorobutadiene) [CAS:87-68-3] ; Hexachloroethane [CAS:67-72-1] ; Nitrobenzene [CAS:98-95-3] ; Pentachlorophenol [CAS:87-86-5] ; Pyridine [CAS:110-86-1] ; 2,4,5-Trichlorophenol [CAS:95-95-4] ; 2,4,6-Trichlorophenol [CAS:88-06-2] in Dichloromethane | 1 | ml | 24 | 1300 Series | EPA Methods | Yes
F115591 | OPP Standard Solution 8 components (EPA 614) 200ug/ml each of Azinphos-methyl [CAS:86-50-0] ; Demeton (O+S) [CAS:8065-48-3] ; Diazinon [CAS:333-41-5] ; Disulfoton [CAS:298-04-4] ; Ethion [CAS:563-12-2] ; Malathion [CAS:121-75-5] ; Parathion (Parathion-ethyl) [CAS:56-38-2] ; Parathion-methyl [CAS:298-00-0] in Acetone | 1 | ml | 24 | 6000 Series | EPA Methods | Yes
F116181 | VOC Standard Solution 33 components (EPA 8010B) 200ug/ml each of alpha-Chlorotoluene (Benzylchloride) [CAS:100-44-7] ; Bromobenzene [CAS:108-86-1] ; Tribromomethane (Bromoform) [CAS:75-25-2] ; Bromomethane [CAS:74-83-9] ; Tetrachloromethane (Carbon tetrachloride) [CAS:56-23-5] ; Chlorobenzene [CAS:108-90-7] ; Chloroethane [CAS:75-00-3] ; Chloroform [CAS:67-66-3] ; Chloromethane [CAS:74-87-3] ; Dibromochloromethane [CAS:124-48-1] ; Dibromomethane [CAS:74-95-3] ; 1,2-Dichlorobenzene [CAS:95-50-1] ; 1,3-Dichlorobenzene [CAS:541-73-1] ; 1,4-Dichlorobenzene [CAS:106-46-7] ; Bromodichloromethane (Dichlorobromomethane) [CAS:75-27-4] ; Dichlorodifluoromethane [CAS:75-71-8] ; 1,1-Dichloroethane [CAS:75-34-3] ; 1,2-Dichloroethane [CAS:107-06-2] ; 1,1-Dichloroethene [CAS:75-35-4] ; trans-1,2-Dichloroethene [CAS:156-60-5] ; 1,2-Dichloropropane [CAS:78-87-5] ; cis-1,3-Dichloropropene [CAS:10061-01-5] ; trans-1,3-Dichloropropene [CAS:10061-02-6] ; Dichloromethane (Methylene chloride) [CAS:75-09-2] ; 1,1,1,2-Tetrachloroethane [CAS:630-20-6] ; 1,1,2,2-Tetrachloroethane [CAS:79-34-5] ; Tetrachloroethene [CAS:127-18-4] ; 1,1,1-Trichloroethane [CAS:71-55-6] ; 1,1,2-Trichloroethane [CAS:79-00-5] ; Trichloroethene [CAS:79-01-6] ; Fluorotrichloromethane (Trichlorofluoromethane) [CAS:75-69-4] ; 1,2,3-Trichloropropane [CAS:96-18-4] ; Vinylchloride [CAS:75-01-4] in Methanol purge-end-trap | 1 | ml | 24 | 8000 Series | EPA Methods | Yes
F116251 | Standard Solution 2 components (EPA 8011) 200ug/ml each of 1,2-Dibromo-3-chloropropane [CAS:96-12-8] ; 1,2-Dibromoethane [CAS:106-93-4] in Methanol | 1 | ml | 24 | 8000 Series | EPA Methods | Yes
F116271 | Non-Halogenated Volatiles Mixture (EPA 8015A) - 4 components; 2000ug/ml each of Diethylether [CAS:60-29-7] ; Ethanol [CAS:64-17-5] ; 2-Butanone [CAS:78-93-3] ; 4-Methyl-2-pentanone [CAS:108-10-1] in Methanol | 1 | ml | 24 | 8000 Series | EPA Methods | Yes
F116291 | ACs Standard Solution 10 components (EPA 8020A) 2000ug/ml each of Benzene [CAS:71-43-2] ; Chlorobenzene [CAS:108-90-7] ; 1,2-Dichlorobenzene [CAS:95-50-1] ; 1,3-Dichlorobenzene [CAS:541-73-1] ; 1,4-Dichlorobenzene [CAS:106-46-7] ; Ethylbenzene [CAS:100-41-4] ; Toluene [CAS:108-88-3] ; o-Xylene [CAS:95-47-6] ; m-Xylene [CAS:108-38-3] ; p-Xylene [CAS:106-42-3] in Methanol purge-and-trap | 1 | ml | 24 | 8000 Series | EPA Methods | Yes
F116301 | ACs Standard Solution 11 components (EPA 8020A) 100ug/ml each of Benzene [CAS:71-43-2] ; Chlorobenzene [CAS:108-90-7] ; 1,2-Dichlorobenzene [CAS:95-50-1] ; 1,3-Dichlorobenzene [CAS:541-73-1] ; 1,4-Dichlorobenzene [CAS:106-46-7] ; Ethylbenzene [CAS:100-41-4] ; Toluene [CAS:108-88-3] ; o-Xylene [CAS:95-47-6] ; m-Xylene [CAS:108-38-3] ; p-Xylene [CAS:106-42-3] ; Styrene [CAS:100-42-5] inMethanol purge-and-trap | 1 | ml | 24 | 8000 Series | EPA Methods | Yes
F116321 | ACs Internal Standard Solution 2 components (EPA 8020A) 2000ug/ml each of alpha,alpha,alpha-Trifluorotoluene [CAS:98-08-8] ; 2-Bromofluorobenzene [CAS:1072-85-1] in Methanol purge-and-trap | 5 | ml | 24 | 8000 Series | EPA Methods | Yes
F116331 | ACs Surrogate Standard Solution - 3 components (EPA 8020A): 2000ug/ml each of 4-Bromochlorobenzene [CAS:106-39-8] ; 1,4-Difluorobenzene [CAS:540-36-3] ; Fluorobenzene [CAS:462-06-6] in Methanol | 1 | ml | 24 | 8000 Series | EPA Methods | Yes
F116521 | Phenols Standard Solution 9 components (EPA 8041) 2000ug/ml each of 2-Chlorophenol [CAS:95-57-8] ; 3-Methylphenol (m-Cresol) [CAS:108-39-4] ; 4-Methylphenol (p-Cresol) [CAS:106-44-5] ; 2,6-Dichlorophenol [CAS:87-65-0] ; 2,4-Dimethylphenol [CAS:105-67-9] ; 2,4-Dinitrophenol [CAS:51-28-5] ; Dinoseb [CAS:88-85-7] ; 2,3,4,6-Tetrachlorophenol [CAS:58-90-2] ; 2,4,5-Trichlorophenol [CAS:95-95-4] in 2- Propanol | 1 | ml | 24 | 8000 Series | EPA Methods | Yes
F116541 | Phenols Surrogate Standard Mixture (EPA 8041) - 2 components; 2000ug/ml each of 2-Fluorophenol [CAS:367-12-4] ; 2,4,6-Tribromophenol [CAS:118-79-6] in 2- Propanol | 1 | ml | 24 | 8000 Series | EPA Methods | Yes
F116561 | Phenols Standard Solution 21 components (EPA 8041) 100ug/ml each of Dinoseb [CAS:88-85-7] ; 4-Chloro-3-methylphenol [CAS:59-50-7] ; 2-Chlorophenol [CAS:95-57-8] ; 2-Methylphenol (o-Cresol) [CAS:95-48-7] ; 3-Methylphenol (m-Cresol) [CAS:108-39-4] ; 4-Methylphenol (p-Cresol) [CAS:106-44-5] ; 2-Cyclohexyl-4,6-dinitrophenol [CAS:131-89-5] ; 2,4-Dichlorophenol [CAS:120-83-2] ; 2,6-Dichlorophenol [CAS:87-65-0] ; 2,4-Dimethylphenol [CAS:105-67-9] ; 2-Methyl-4,6-dinitrophenol [CAS:534-52-1] ; 2,4-Dinitrophenol [CAS:51-28-5] ; 2-Nitrophenol [CAS:88-75-5] ; 4-Nitrophenol [CAS:100-02-7] ; Pentachlorophenol [CAS:87-86-5] ; Phenol [CAS:108-95-2] ; 2,3,4,5-Tetrachlorophenol [CAS:4901-51-3] ; 2,3,4,6-Tetrachlorophenol [CAS:58-90-2] ; 2,3,5,6-Tetrachlorophenol [CAS:935-95-5] ; 2,4,6-Trichlorophenol [CAS:88-06-2] ; 2,4,5-Trichlorophenol [CAS:95-95-4] in 2- Propanol | 1 | ml | 24 | 8000 Series | EPA Methods | Yes
F116571 | Phenols Standard Solution 17 components (EPA 8041) 100ug/ml each of 4-Chloro-3-methylphenol [CAS:59-50-7] ; 2-Chlorophenol [CAS:95-57-8] ; 2-Methylphenol (o-Cresol) [CAS:95-48-7] ; 3-Methylphenol (m-Cresol) [CAS:108-39-4] ; 4-Methylphenol (p-Cresol) [CAS:106-44-5] ; 2,4-Dichlorophenol [CAS:120-83-2] ; 2,6-Dichlorophenol [CAS:87-65-0] ; 2,4-Dimethylphenol [CAS:105-67-9] ; 2-Methyl-4,6-dinitrophenol [CAS:534-52-1] ; 2,4-Dinitrophenol [CAS:51-28-5] ; 2-Nitrophenol [CAS:88-75-5] ; 4-Nitrophenol [CAS:100-02-7] ; Pentachlorophenol [CAS:87-86-5] ; Phenol [CAS:108-95-2] ; 2,3,4,6-Tetrachlorophenol [CAS:58-90-2] ; 2,4,5-Trichlorophenol [CAS:95-95-4] ; 2,4,6-Trichlorophenol [CAS:88-06-2] in Methanol | 1 | ml | 24 | 8000 Series | EPA Methods | Yes
F116621 | Phthalates Standard Solution 6 components (EPA 8061A) 1000ug/ml each of Phthalic acid,bis-2-ethylhexylester [CAS:117-81-7] ; Phthalic acid, benzylbutyl ester [CAS:85-68-7] ; Phthalic acid, bis-butyl ester (Di-n-butylphthalate) [CAS:84-74-2] ; Phthalic acid, bis-ethyl ester (Diethyl phthalate) [CAS:84-66-2] ; Phthalic acid, bis-methyl ester (Dimethyl phthalate) [CAS:131-11-3] ; Phthalic acid, bis-1-octyl ester (Di-n-octylphthalate) [CAS:117-84-0] in n-Hexane | 1 | ml | 24 | 8000 Series | EPA Methods | Yes
F116631 | Phthalates Standard Solution 6 components (EPA 8061A) 100ug/ml each of Phthalic acid,bis-2-ethylhexylester [CAS:117-81-7] ; Phthalic acid, benzylbutyl ester [CAS:85-68-7] ; Phthalic acid, bis-butyl ester (Di-n-butylphthalate) [CAS:84-74-2] ; Phthalic acid, bis-ethyl ester (Diethyl phthalate) [CAS:84-66-2] ; Phthalic acid, bis-methyl ester (Dimethyl phthalate) [CAS:131-11-3] ; Phthalic acid, bis-1-octyl ester (Di-n-octylphthalate) [CAS:117-84-0] in n-Hexane | 1 | ml | 24 | 8000 Series | EPA Methods | Yes
F116651 | Phthalates Matrix Spike Solution 2 components (EPA 8061A) 2000ug/ml each of Phthalic acid, benzylbutyl ester (Butyl benzyl phthalate) [CAS:85-68-7] ; Phthalic acid,bis-2-ethylhexylester (Bis(2-ethylhexyl)phthalate) [CAS:117-81-7] in Acetone | 1 | ml | 24 | 8000 Series | EPA Methods | Yes
F116701 | OCs Standard Solution 17 components (EPA 8080A) 2000ug/ml each of Aldrin [CAS:309-00-2] ; Alpha-HCH [CAS:319-84-6] ; Beta-HCH [CAS:319-85-7] ; Gamma-HCH (Lindane) [CAS:58-89-9] ; Delta-HCH [CAS:319-86-8] ; 4,4'-DDD (TDE) [CAS:72-54-8] ; 4,4'-DDE [CAS:72-55-9] ; 4,4'-DDT [CAS:50-29-3] ; Dieldrin [CAS:60-57-1] ; Endosulfan-alpha (Endosulfan I) [CAS:959-98-8] ; Endosulfan-beta (Endosulfan II) [CAS:33213-65-9] ; Endosulfan-total (sulfate) [CAS:1031-07-8] ; Endrin [CAS:72-20-8] ; Endrin aldehyde [CAS:7421-93-4] ; Heptachlor [CAS:76-44-8] ; Heptachlor-exo-epoxide (Heptachlor epoxide) [CAS:1024-57-3] ; Methoxychlor (DMTD) [CAS:72-43-5] in Acetone | 1 | ml | 12 | 8000 Series | EPA Methods | Yes
F116711 | OCs QC Standard Solution 17 components (EPA 8080A) Aldrin [CAS:309-00-2] 0.02ug/ml ; Alpha-HCH [CAS:319-84-6] 0.02ug/ml ; Beta-HCH [CAS:319-85-7] 0.02ug/ml ; Gamma-HCH (Lindane) [CAS:58-89-9] 0.02ug/ml ; Delta-HCH [CAS:319-86-8] 0.02ug/ml ; 4,4'-DDD (TDE) [CAS:72-54-8] 0.1ug/ml ; 4,4'-DDE [CAS:72-55-9] 0.02ug/ml ; 4,4'-DDT [CAS:50-29-3] 0.1ug/ml ; Dieldrin [CAS:60-57-1] 0.02ug/ml ; Endosulfan-alpha (Endosulfan I) [CAS:959-98-8] 0.02ug/ml ; Endosulfan-beta (Endosulfan II) [CAS:33213-65-9] 0.1ug/ml ; Endosulfan-total (sulfate) [CAS:1031-07-8] 0.1ug/ml ; Endrin [CAS:72-20-8] 0.1ug/ml ; Endrin aldehyde [CAS:7421-93-4] 0.02ug/ml ; Heptachlor [CAS:76-44-8] 0.02ug/ml ; Heptachlor-exo-epoxide (Heptachlor epoxide) [CAS:1024-57-3] 0.02ug/ml ; Methoxychlor (DMTD) [CAS:72-43-5] 0.02ug/ml in Acetone | 1 | ml | 12 | 8000 Series | EPA Methods | Yes
F116811 | OCs Standard Solution 3 components (EPA 8080A) 250ug/ml each of 2,4'-DDD [CAS:53-19-0] ; 2,4'-DDE [CAS:3424-82-6] ; 2,4'-DDT [CAS:789-02-6] in Iso-octane | 1 | ml | 24 | 8000 Series | EPA Methods | Yes
F116831 | Surrogate Standard Solution - 2 components (EPA 8080A) 200ug/ml each of PCB 209 (Decachlorobiphenyl) [CAS:2051-24-3] ; 2,4,5,6-Tetrachloro-m-xylene [CAS:877-09-8] in Acetone | 1 | ml | 24 | 8000 Series | EPA Methods | Yes
F117291 | PCBs Standard Solution 19 components (EPA 8082) 100ug/ml each of PCB 1 (2-Chlorobiphenyl) [CAS:2051-60-7] ; PCB 5 (2,3-Dichlorobiphenyl) [CAS:16605-91-7] ; PCB 18 [CAS:37680-65-2] ; PCB 31 [CAS:16606-02-3] ; PCB 44 [CAS:41464-39-5] ; PCB 52 (2,2',5,5'-Tetrachlorobiphenyl) [CAS:35693-99-3] ; PCB 66 [CAS:32598-10-0] ; PCB 87 [CAS:38380-02-8] ; PCB 101 [CAS:37680-73-2] ; PCB 110 [CAS:38380-03-9] ; PCB 138 [CAS:35065-28-2] ; PCB 141 [CAS:52712-04-6] ; PCB 151 [CAS:52663-63-5] ; PCB 153 [CAS:35065-27-1] ; PCB 170 [CAS:35065-30-6] ; PCB 180 [CAS:35065-29-3] ; PCB 183 [CAS:52663-69-1] ; PCB 187 [CAS:52663-68-0] ; PCB 206 [CAS:40186-72-9] in Iso-octane | 1 | ml | 24 | 8000 Series | EPA Methods | Yes
F117331 | Internal & Surrogate Solution 2 components (EPA 8082) 1000ug/ml each of PCB 209 (Decachlorobiphenyl) [CAS:2051-24-3] ; 2,4,5,6-Tetrachloro-m-xylene [CAS:877-09-8] in Acetone | 1 | ml | 24 | 8000 Series | EPA Methods | Yes
F117381 | non-RCRA Analytes - 30 components (EPA 8091) 1000ug/ml each of Benfluralin (Benefin) [CAS:1861-40-1] ; Butralin [CAS:33629-47-9] ; 1-Chloro-2,4-dinitrobenzene [CAS:97-00-7] ; 1-Chloro-3.4-dinitrobenzene [CAS:610-40-2] ; 1-Chloro-2-nitrobenzene [CAS:88-73-3] ; 1-Chloro-4-nitrobenzene [CAS:100-00-5] ; 2-Chloro-6-nitrotoluene [CAS:83-42-1] ; 4-Chloro-2-nitrotoluene [CAS:89-59-8] ; 4-Chloro-3-nitrotoluene [CAS:89-60-1] ; 2,3-Dichloronitrobenzene [CAS:3209-22-1] ; 2,4-Dichloronitrobenzene [CAS:611-06-3] ; 3,5-Dichloronitrobenzene [CAS:618-62-2] ; 3,4-Dichloronitrobenzene [CAS:99-54-7] ; 2,5-Dichloronitrobenzene [CAS:89-61-2] ; Dinitramine [CAS:29091-05-2] ; 1,2-Dinitrobenzene [CAS:528-29-0] ; 1,3-Dinitrobenzene [CAS:99-65-0] ; Isopropalin [CAS:33820-53-0] ; 1.2-Naphthoquinone [CAS:524-42-5] ; 2-Nitrotoluene [CAS:88-72-2] ; 3-Nitrotoluene [CAS:99-08-1] ; 4-Nitrotoluene [CAS:99-99-0] ; Pendimethalin [CAS:40487-42-1] ; Profluralin [CAS:26399-36-0] ; 2,3,4,5-Tetrachloronitrobenzene [CAS:879-39-0] ; Tecnazene (2,3,5,6-Tetrachloronitrobenzene) [CAS:117-18-0] ; 2,3,4-Trichloronitrobenzene [CAS:17700-09-3] ; 2,4,5-Trichloronitrobenzene [CAS:89-69-0] ; 1,3,5-Trichloro-2-nitrobenzene [CAS:18708-70-8] ; Trifluralin [CAS:1582-09-8] in Iso-octane | 1 | ml | 24 | 8000 Series | EPA Methods | Yes
F117511 | PAH Standard Solution 16 components (EPA 8100) 1000ug/ml each of Acenaphthene [CAS:83-32-9] ; Acenaphthylene [CAS:208-96-8] ; Anthracene [CAS:120-12-7] ; Benzo(a)anthracene [CAS:56-55-3] ; Benzo(a)pyrene [CAS:50-32-8] ; Benzo(b)fluoranthene [CAS:205-99-2] ; Benzo(g,h,i)perylene [CAS:191-24-2] ; Benzo(k)fluoranthene [CAS:207-08-9] ; Chrysene [CAS:218-01-9] ; Dibenzo(a,h)anthracene [CAS:53-70-3] ; Fluoranthene [CAS:206-44-0] ; Fluorene [CAS:86-73-7] ; Indeno(1,2,3-c,d)pyrene [CAS:193-39-5] ; Naphthalene [CAS:91-20-3] ; Phenanthrene [CAS:85-01-8] ; Pyrene [CAS:129-00-0] in Dichloromethane | 1 | ml | 24 | 8000 Series | EPA Methods | Yes
F119021A | OPP Standard Solution 20 components (EPA 8141A) 200ug/ml each of Azinphos-methyl [CAS:86-50-0] ; Sulprofos (Bolstar) [CAS:35400-43-2] ; Chlorpyrifos [CAS:2921-88-2] ; Coumaphos [CAS:56-72-4] ; Demeton (O+S) [CAS:8065-48-3] ; Diazinon [CAS:333-41-5] ; Dichlorvos [CAS:62-73-7] ; Disulfoton [CAS:298-04-4] ; Ethoprophos [CAS:13194-48-4] ; Fensulfothion [CAS:115-90-2] ; Fenthion [CAS:55-38-9] ; Merphos [CAS:150-50-5] ; Parathion-methyl [CAS:298-00-0] ; Mevinphos (Phosdrin) [CAS:7786-34-7] ; Naled [CAS:300-76-5] ; Phorate [CAS:298-02-2] ; Fenchlorphos (Ronnel) [CAS:299-84-3] ; cis-Tetrachlorvinphos (Stirofos) [CAS:22248-79-9] ; Prothiophos (Tokuthion) [CAS:34643-46-4] ; Trichloronat [CAS:327-98-0] in n-Hexane / Acetone (9/1) | 1 | ml | 24 | 8000 Series | EPA Methods | Yes
F119031 | OPP Standard Solution - 7 components (EPA 8141A) 200ug/ml each of Dimethoate [CAS:60-51-5] ; EPN [CAS:2104-64-5] ; Malathion [CAS:121-75-5] ; Monocrotophos [CAS:6923-22-4] ; Parathion [CAS:56-38-2] ; Sulfotep [CAS:3689-24-5] ; Tetraethylpyrophosphate [CAS:107-49-3] in n-Hexane / Acetone (1/1) | 1 | ml | 6 | 8000 Series | EPA Methods | Yes
F119041 | OPP Standard Solution 10 components (EPA 8141A) 200ug/ml each of Carbophenothion [CAS:786-19-6] ; Chlorfenvinphos [CAS:470-90-6] ; Dioxathion [CAS:78-34-2] ; Ethion [CAS:563-12-2] ; Famphur [CAS:52-85-7] ; Azinphos-ethyl [CAS:2642-71-9] ; Leptophos [CAS:21609-90-5] ; Phosmet [CAS:732-11-6] ; Phosphamidon [CAS:13171-21-6] ; Terbufos [CAS:13071-79-9] in n-Hexane / Acetone (9/1) | 1 | ml | 24 | 8000 Series | EPA Methods | Yes
F119051 | OPP Standard Solution - 9 components (EPA 8141A) 9 components; 200ug/ml each of Aspon [CAS:3244-90-4] ; Chlorpyrifos methyl [CAS:5598-13-0] ; Crotoxyphos [CAS:7700-17-6] ; Dichlofenthion [CAS:97-17-6] ; Dicrotophos [CAS:141-66-2] ; Fenitrothion [CAS:122-14-5] ; Fonofos [CAS:944-22-9] ; Thionazin [CAS:297-97-2] ; Trichlorfon [CAS:52-68-6] in n-Hexane / Acetone (1/1) | 1 | ml | 24 | 8000 Series | EPA Methods | Yes
F119091 | Surrogate Standard for NPD & FPD - 2 components (EPA 8141A) 1000ug/ml each of Tributyl phosphate [CAS:126-73-8] ; Triphenylphosphate [CAS:115-86-6] in Acetone | 1 | ml | 24 | 8000 Series | EPA Methods | Yes
F119191 | VOC Standard Solution 34 components (EPA 8240B) 200ug/ml each of Acetone [CAS:67-64-1] ; Benzene [CAS:71-43-2] ; Bromodichloromethane [CAS:75-27-4] ; Tribromomethane (Bromoform) [CAS:75-25-2] ; 2-Butanone [CAS:78-93-3] ; Carbon disulfide [CAS:75-15-0] ; Tetrachloromethane (Carbon tetrachloride) [CAS:56-23-5] ; Chlorobenzene [CAS:108-90-7] ; Dibromochloromethane [CAS:124-48-1] ; Chloroform [CAS:67-66-3] ; 1,4-Dichloro-2-butene [CAS:764-41-0] ; 1,1-Dichloroethane [CAS:75-34-3] ; 1,2-Dichloroethane [CAS:107-06-2] ; 1,1-Dichloroethene [CAS:75-35-4] ; trans-1,2-Dichloroethene [CAS:156-60-5] ; 1,2-Dichloropropane [CAS:78-87-5] ; cis-1,3-Dichloropropene [CAS:10061-01-5] ; trans-1,3-Dichloropropene [CAS:10061-02-6] ; Ethanol [CAS:64-17-5] ; Ethylbenzene [CAS:100-41-4] ; 2-Hexanone [CAS:591-78-6] ; Iodomethane (Methyl iodide) [CAS:74-88-4] ; Dichloromethane (Methylene chloride) [CAS:75-09-2] ; 4-Methyl-2-pentanone [CAS:108-10-1] ; Styrene [CAS:100-42-5] ; 1,1,2,2-Tetrachloroethane [CAS:79-34-5] ; Tetrachloroethene [CAS:127-18-4] ; Toluene [CAS:108-88-3] ; 1,1,1-Trichloroethane [CAS:71-55-6] ; 1,1,2-Trichloroethane [CAS:79-00-5] ; Trichloroethene [CAS:79-01-6] ; o-Xylene [CAS:95-47-6] ; m-Xylene [CAS:108-38-3] ; p-Xylene [CAS:106-42-3] in Methanol | 1 | ml | 24 | 8000 Series | EPA Methods | Yes
F119201 | VOC Standard Solution 28 components (EPA 8240B) 200ug/ml each of Acetonitrile [CAS:75-05-8] ; Allyl alcohol [CAS:107-18-6] ; 3-Chloropropene (Allyl chloride) [CAS:107-05-1] ; alpha-Chlorotoluene (Benzyl chloride) [CAS:100-44-7] ; 2-Chloroethanol [CAS:107-07-3] ; 3-Chloropropionitrile [CAS:542-76-7] ; 1,2-Dibromo-3-chloropropane [CAS:96-12-8] ; 1,2-Dibromoethane [CAS:106-93-4] ; Dibromomethane [CAS:74-95-3] ; 1,3-Dichloropropane-2-ol [CAS:96-23-1] ; 1,2,3,4-Diepoxybutane [CAS:1464-53-5] ; Dioxan (1,4-Dioxane) [CAS:123-91-1] ; Epichlorhydrin [CAS:106-89-8] ; Methacrylic acid-ethyl ester (Ethyl methacrylate) [CAS:97-63-2] ; 2-Hydroxypropionitrile [CAS:78-97-7] ; 2-Methyl-1-propanol (Isobutyl alcohol) [CAS:78-83-1] ; Malononitrile [CAS:109-77-3] ; Methacrylonitrile [CAS:126-98-7] ; Methacrylic acid-methyl ester (Methyl methacrylate) [CAS:80-62-6] ; Pentachloroethane [CAS:76-01-7] ; 2-Picoline [CAS:109-06-8] ; Propargyl alcohol [CAS:107-19-7] ; b-Propiolactone [CAS:57-57-8] ; Propionitrile [CAS:107-12-0] ; Propylamine (n- Propyl amine) [CAS:107-10-8] ; Pyridine [CAS:110-86-1] ; 1,1,1,2-Tetrachloroethane [CAS:630-20-6] ; 1,2,3-Trichloropropane [CAS:96-18-4] in Methanol | 1 | ml | 24 | 8000 Series | EPA Methods | Yes
F119221 | Internal Standard Mixture - 3 components (EPA 8240B); 1000ug/ml each of Bromochloromethane [CAS:74-97-5] ; Chlorobenzene D5 [CAS:3114-55-4] ; 1,4-Difluorobenzene [CAS:540-36-3] in Methanol | 1 | ml | 24 | 8000 Series | EPA Methods | Yes
F119251 | VOC Standard Solution 15 components (EPA 8260B) 200ug/ml each of Acetone [CAS:67-64-1] ; 1-Butanol [CAS:71-36-3] ; 2-Butanone [CAS:78-93-3] ; tert.-Butanol (tert-butyl alcohol) [CAS:75-65-0] ; Diethylether [CAS:60-29-7] ; Dioxan [CAS:123-91-1] ; Ethanol [CAS:64-17-5] ; Ethyl Acetate [CAS:141-78-6] ; 2-Hexanone [CAS:591-78-6] ; 2-Methyl-1-propanol (Isobutyl alcohol) [CAS:78-83-1] ; Methanol [CAS:67-56-1] ; 4-Methyl-2-pentanone (MIBK) [CAS:108-10-1] ; 2-Pentanone [CAS:107-87-9] ; 1-Propanol [CAS:71-23-8] ; 2- Propanol [CAS:67-63-0] in Water | 1 | ml | 24 | 8000 Series | EPA Methods | Yes
F119261 | VOC Standard Solution 17 components (EPA 8260B) 200ug/ml each of Acetonitrile [CAS:75-05-8] ; Allyl alcohol [CAS:107-18-6] ; Carbon disulfide [CAS:75-15-0] ; 2-Chloroethanol [CAS:107-07-3] ; 3-Chloropropionitrile [CAS:542-76-7] ; Crotonaldehyde [CAS:123-73-9] ; 1,3-Dichloropropane-2-ol (1,3-Dichloro-2-propanol) [CAS:96-23-1] ; 1,2,3,4-Diepoxybutane [CAS:1464-53-5] ; Epichlorhydrin [CAS:106-89-8] ; Methacrylic acid-ethyl ester (Ethyl methacrylate) [CAS:97-63-2] ; 2-Hydroxypropionitrile [CAS:78-97-7] ; Malononitrile [CAS:109-77-3] ; Methacrylonitrile [CAS:126-98-7] ; Methacrylic acid-methyl ester (Methyl methacrylate) [CAS:80-62-6] ; Propargyl alcohol [CAS:107-19-7] ; b-Propiolactone [CAS:57-57-8] ; Propionitrile (Ethylcyanid) [CAS:107-12-0] in Methanol | 1 | ml | 24 | 8000 Series | EPA Methods | Yes
F119271 | VOC Standard Solution 14 components (EPA 8260B) 200ug/ml each of 3-Chloropropene (Allyl chloride) [CAS:107-05-1] ; alpha-Chlorotoluene (Benzyl chloride) [CAS:100-44-7] ; cis-1,4-Dichloro-2-butene [CAS:1476-11-5] ; trans-1,4-Dichloro-2-butene [CAS:110-57-6] ; Hexachloroethane [CAS:67-72-1] ; Iodomethane [CAS:74-88-4] ; Nitrobenzene [CAS:98-95-3] ; 2-Nitropropane [CAS:79-46-9] ; N-Nitrosodibutylamine [CAS:924-16-3] ; Pentachloroethane [CAS:76-01-7] ; 2-Picoline [CAS:109-06-8] ; Propylamine (n- Propyl amine) [CAS:107-10-8] ; Pyridine [CAS:110-86-1] ; o-Toluidine [CAS:95-53-4] in Methanol | 1 | ml | 24 | 8000 Series | EPA Methods | Yes
F119291 | Internal Standard Mixture 4 components (EPA 8260B) 1000ug/ml each of Chlorobenzene D5 [CAS:3114-55-4] ; 1,4-Dichlorobenzene D4 [CAS:3855-82-1] ; 1,4-Difluorobenzene [CAS:540-36-3] ; Fluorobenzene [CAS:462-06-6] in Methanol | 1 | ml | 24 | 8000 Series | EPA Methods | Yes
F119311 | VOC / PAH / Phthalates Standard Solution 58 components (EPA 8270C) 100ug/ml each of Acenaphthene [CAS:83-32-9] ; Acenaphthylene [CAS:208-96-8] ; Anthracene [CAS:120-12-7] ; Benzo(a)anthracene [CAS:56-55-3] ; Benzo(b)fluoranthene [CAS:205-99-2] ; Benzo(k)fluoranthene [CAS:207-08-9] ; Benzo(g,h,i)perylene [CAS:191-24-2] ; Benzo(a)pyrene [CAS:50-32-8] ; Bis-(2-chloroethoxy)-methane [CAS:111-91-1] ; Bis-(2-chloroethyl)-ether [CAS:111-44-4] ; Bis-(2-chloro-1-methylethyl)ether [CAS:108-60-1] ; Phthalic acid,bis-2-ethylhexylester [CAS:117-81-7] ; PBDE #3 (4-Bromophenyl-phenyl ether) [CAS:101-55-3] ; Phthalic acid, benzylbutyl ester (Butyl benzyl phthalate) [CAS:85-68-7] ; 1-Chloronaphthalene [CAS:90-13-1] ; 2-Chloronaphthalene [CAS:91-58-7] ; 4-Chlorophenyl phenyl ether [CAS:7005-72-3] ; Chrysene [CAS:218-01-9] ; Dibenz(a,j)acridine [CAS:224-42-0] ; Dibenzo(a,h)anthracene [CAS:53-70-3] ; Dibenzofuran [CAS:132-64-9] ; Dibenzo(a,e)pyrene [CAS:192-65-4] ; 1,2-Dibromo-3-chloropropane [CAS:96-12-8] ; Phthalic acid, bis-butyl ester (Di-n-butylphthalate) [CAS:84-74-2] ; 1,2-Dichlorobenzene [CAS:95-50-1] ; 1,3-Dichlorobenzene [CAS:541-73-1] ; 1,4-Dichlorobenzene [CAS:106-46-7] ; Phthalic acid, bis-ethyl ester (Diethyl phthalate) [CAS:84-66-2] ; 7,12-Dimethylbenzo(a)anthracene [CAS:57-97-6] ; Phthalic acid, bis-methyl ester (Dimethyl phthalate) [CAS:131-11-3] ; 1,2-Dinitrobenzene [CAS:528-29-0] ; 1,3-Dinitrobenzene [CAS:99-65-0] ; 1,4-Dinitrobenzene [CAS:100-25-4] ; 2,4-Dinitrotoluene [CAS:121-14-2] ; 2,6-Dinitrotoluene [CAS:606-20-2] ; Phthalic acid, bis-1-octyl ester (Di-n-octylphthalate) [CAS:117-84-0] ; Fluoranthene [CAS:206-44-0] ; Fluorene [CAS:86-73-7] ; Hexachlorobenzene [CAS:118-74-1] ; Hexachloro-1,3-butadiene (Hexachlorobutadiene) [CAS:87-68-3] ; Hexachlorocyclopentadiene [CAS:77-47-4] ; Hexachloroethane [CAS:67-72-1] ; Hexachloropropene [CAS:1888-71-7] ; Indeno(1,2,3-c,d)pyrene [CAS:193-39-5] ; Isophorone [CAS:78-59-1] ; 3-Methylcholanthrene [CAS:56-49-5] ; 2-Methylnaphthalene [CAS:91-57-6] ; Naphthalene [CAS:91-20-3] ; 5-Nitroacenaphthene [CAS:602-87-9] ; Nitrobenzene [CAS:98-95-3] ; 4-Nitrobiphenyl [CAS:92-93-3] ; Pentachlorobenzene [CAS:608-93-5] ; Quintozene (Pentachloronitrobenzene) [CAS:82-68-8] ; Phenanthrene [CAS:85-01-8] ; Pyrene [CAS:129-00-0] ; 1,2,4,5-Tetrachlorobenzene [CAS:95-94-3] ; 1,2,4-Trichlorobenzene [CAS:120-82-1] ; 1,3,5-Trinitrobenzene [CAS:99-35-4] in Dichloromethane / Benzene (3/1) | 1 | ml | 24 | 8000 Series | EPA Methods | Yes
F119331 | NCC Standard Solution 32 components (EPA 8270C) 100ug/ml each of 4-Aminoazobenzene [CAS:60-09-3] ; 4-Aminobiphenyl [CAS:92-67-1] ; 3-Amino-9-ethylcarbazole [CAS:132-32-1] ; Aniline [CAS:62-53-3] ; 4-Chloroaniline [CAS:106-47-8] ; 5-Chloro-2-methylaniline [CAS:95-79-4] ; 3-(Chloromethyl) pyridine hydrochloride [CAS:6959-48-4] ; 4-Chloro-1,2-phenylenediamine [CAS:95-83-0] ; 4-Chloro-1,3-phenylenediamine [CAS:5131-60-2] ; 2-Methoxy-5-methylaniline [CAS:120-71-8] ; 2,4-Diaminotoluene [CAS:95-80-7] ; p-Dimethylaminoazobenzene [CAS:60-11-7] ; Diphenylamine [CAS:122-39-4] ; 1,2-Diphenylhydrazine [CAS:122-66-7] ; 4,4'-Methylene-bis(2-chloroanil [CAS:101-14-4] ; 4,4'-Methylene bis(N,N-dimethylaniline) [CAS:101-61-1] ; 1-Aminonaphthalene [CAS:134-32-7] ; 2-Aminonaphthalene (2-Naphthylamine) [CAS:91-59-8] ; Nicotine [CAS:54-11-5] ; 2-Nitroaniline [CAS:88-74-4] ; 3-Nitroaniline [CAS:99-09-2] ; 4-Nitroaniline [CAS:100-01-6] ; 5-Nitro-o-anisidine [CAS:99-59-2] ; 2-Amino-4-nitrotoluene [CAS:99-55-8] ; 4-Aminophenylether [CAS:101-80-4] ; Phenacetin [CAS:62-44-2] ; 1,4-Phenylenediamine [CAS:106-50-3] ; 2-Picoline [CAS:109-06-8] ; Propyzamide [CAS:23950-58-5] ; Pyridine [CAS:110-86-1] ; o-Toluidine [CAS:95-53-4] ; 2,4,5-Trimethylaniline [CAS:137-17-7] in Dichloromethane | 1 | ml | 24 | 8000 Series | EPA Methods | Yes
F119341 | NCC Standard Solution 9 components (EPA 8270C) 100ug/ml each of N-Nitrosodibutylamine [CAS:924-16-3] ; N-Nitrosodiethylamine [CAS:55-18-5] ; N-Nitroso-dimethylamine [CAS:62-75-9] ; N-Nitrosomethylethylamine [CAS:10595-95-6] ; N-Nitroso-diphenylamine [CAS:86-30-6] ; N-Nitroso-di-n-propylamine [CAS:621-64-7] ; N-Nitrosomorpholine [CAS:59-89-2] ; N-Nitrosopiperidine [CAS:100-75-4] ; N-Nitrosopyrrolidine [CAS:930-55-2] in Dichloromethane | 1 | ml | 24 | 8000 Series | EPA Methods | Yes
F119351 | OCs Standard Solution 20 components (EPA 8270C) 100ug/ml each of Aldrin [CAS:309-00-2] ; Alpha-HCH (alpha-BHC) [CAS:319-84-6] ; Beta-HCH (beta-BHC) [CAS:319-85-7] ; Delta-HCH (delta-BHC) [CAS:319-86-8] ; Gamma-HCH (Lindane) (gamma-BHC) [CAS:58-89-9] ; 4,4'-DDD (TDE) [CAS:72-54-8] ; 4,4'-DDE [CAS:72-55-9] ; 4,4'-DDT [CAS:50-29-3] ; Dieldrin [CAS:60-57-1] ; Endosulfan-alpha (Endosulfan I) [CAS:959-98-8] ; Endosulfan-beta (Endosulfan II) [CAS:33213-65-9] ; Endosulfan-total (sulfate) [CAS:1031-07-8] ; Endrin [CAS:72-20-8] ; Endrin aldehyde [CAS:7421-93-4] ; Endrin ketone [CAS:53494-70-5] ; Heptachlor [CAS:76-44-8] ; Heptachlor-exo-epoxide (Heptachlor epoxide) [CAS:1024-57-3] ; Isodrin [CAS:465-73-6] ; Methoxychlor (DMTD) [CAS:72-43-5] ; Mirex [CAS:2385-85-5] in Dichloromethane | 1 | ml | 12 | 8000 Series | EPA Methods | Yes
F119361 | Standard Solution 14 components (EPA 8270C) 100ug/ml each of Aramite [CAS:140-57-8] ; Chlorobenzilate [CAS:510-15-6] ; Diallate [CAS:2303-16-4] ; Dimethoate [CAS:60-51-5] ; Dinocap [CAS:39300-45-3] ; Dinoseb [CAS:88-85-7] ; Disulfoton [CAS:298-04-4] ; Famphur [CAS:52-85-7] ; Chlordecone hydrate [CAS:143-50-0] ; Parathion [CAS:56-38-2] ; Parathion-methyl [CAS:298-00-0] ; Phorate [CAS:298-02-2] ; Thionazin [CAS:297-97-2] ; O.O.O-Triethylphosphorothioate [CAS:126-68-1] in Dichloromethane | 1 | ml | 24 | 8000 Series | EPA Methods | Yes
F119371A | OPP Standard Solution 34 components (EPA 8270C) 34 components; 100ug/ml each of Azinphos-methyl [CAS:86-50-0] ; Captafol [CAS:2425-06-1] ; Captan [CAS:133-06-2] ; Chlorfenvinphos [CAS:470-90-6] ; Coumaphos [CAS:56-72-4] ; Crotoxyphos [CAS:7700-17-6] ; Demeton-O [CAS:298-03-3] ; Demeton-S [CAS:126-75-0] ; Dichlorvos [CAS:62-73-7] ; Dicrotophos [CAS:141-66-2] ; Dioxathion [CAS:78-34-2] ; EPN [CAS:2104-64-5] ; Ethion [CAS:563-12-2] ; Fensulfothion [CAS:115-90-2] ; Fenthion [CAS:55-38-9] ; Hexamethylphosphoric triamide (HMPA) [CAS:680-31-9] ; Leptophos [CAS:21609-90-5] ; Malathion [CAS:121-75-5] ; Mevinphos [CAS:7786-34-7] ; Monocrotophos [CAS:6923-22-4] ; Naled [CAS:300-76-5] ; Phosalone [CAS:2310-17-0] ; Phosmet [CAS:732-11-6] ; Phosphamidon [CAS:13171-21-6] ; Sulfoxide [CAS:120-62-7] ; Sulfallate [CAS:95-06-7] ; Terbufos [CAS:13071-79-9] ; cis-Tetrachlorvinphos [CAS:22248-79-9] ; Sulfotep (Tetraethyl dithiopyrophosphate) [CAS:3689-24-5] ; Tetraethylpyrophosphate [CAS:107-49-3] ; Benzenethiol [CAS:108-98-5] ; Trimethyl phosphate [CAS:512-56-1] ; Tris(2.3-dibromopropyl)phosphate [CAS:126-72-7] ; Tri-4-cresyl phosphate [CAS:78-32-0] in Dichloromethane Storage conditions: Stored under normal laboratory conditions | 1 | ml | 24 | 8000 Series | EPA Methods | Yes
F119721 | NCC Standard Solution 17 components (EPA 8270C) 100ug/ml each of Anilazine [CAS:101-05-3] ; o-Anisidine [CAS:90-04-0] ; Barban [CAS:101-27-9] ; Benzidine [CAS:92-87-5] ; Bromoxynil [CAS:1689-84-5] ; 3,3'-Dichlorobenzidine [CAS:91-94-1] ; 3,3'-Dimethoxybenzidine [CAS:119-90-4] ; 3,3'-Dimethylbenzidine [CAS:119-93-7] ; Fluchloralin [CAS:33245-39-5] ; Isosafrole [CAS:120-58-1] ; Mestranol [CAS:72-33-3] ; Mexacarbate [CAS:315-18-4] ; 6-Propyl-2-thiouracil [CAS:51-52-5] ; Safrole [CAS:94-59-7] ; Strychnine [CAS:57-24-9] ; Toluene-2.4-diisocyanate [CAS:584-84-9] ; Trifluralin [CAS:1582-09-8] in Dichloromethane | 1 | ml | 24 | 8000 Series | EPA Methods | Yes
F119851 | PCB / ACs Standard Solution 19 components (EPA 8275A) 100ug/ml each of PCB 1 (2-Chlorobiphenyl) [CAS:2051-60-7] ; PCB 11 [CAS:2050-67-1] ; PCB 18 (2,2',5-Trichlorobiphenyl) [CAS:37680-65-2] ; PCB 26 [CAS:38444-81-4] ; PCB 31 (2,4',5-Trichlorobiphenyl) [CAS:16606-02-3] ; PCB 52 (2,2',5,5'-Tetrachlorobiphenyl) [CAS:35693-99-3] ; PCB 49 [CAS:41464-40-8] ; PCB 44 (2,2',3,5'-Tetrachlorobiphenyl) [CAS:41464-39-5] ; PCB 66 (2,3',4,4'-Tetrachlorobiphenyl) [CAS:32598-10-0] ; PCB 101 (2,2',4,5,5'-Pentachlorobiphenyl) [CAS:37680-73-2] ; PCB 118 [CAS:31508-00-6] ; PCB 138 (2,2',3,4,4',5'-Hexachlorobiphenyl) [CAS:35065-28-2] ; PCB 187 (2,2',3,4',5,5',6-Heptachlorobipheny) [CAS:52663-68-0] ; PCB 128 [CAS:38380-07-3] ; PCB 180 (2,2',3,4,4',5,5'-Heptachlorobipheny) [CAS:35065-29-3] ; PCB 170 (2,2',3,3',4,4',5-Heptachlorobipheny) [CAS:35065-30-6] ; PCB 194 [CAS:35694-08-7] ; PCB 206 (2,2',3,3',4,4',5,5',6-Nonachlorobip) [CAS:40186-72-9] ; PCB 209 [CAS:2051-24-3] in Dichloromethane Storage confitions: stored under normal laboratory conditions | 1 | ml | 24 | 8000 Series | EPA Methods | Yes
F119871 | PAH Internal Stdandard Mixture 6 components (EPA 8275A) 4000ug/ml each of Acenaphthene D10 [CAS:15067-26-2] ; Chrysene D12 [CAS:1719-03-5] ; 1,4-Dichlorobenzene D4 [CAS:3855-82-1] ; Naphthalene D8 [CAS:1146-65-2] ; Perylene D12 [CAS:1520-96-3] ; Phenanthrene D10 [CAS:1517-22-2] in Dichloromethane | 1 | ml | 24 | 8000 Series | EPA Methods | Yes
F119931 | Organophosphorus Compounds Mixture 15 components (EPA 8321A) 100ug/ml each of Methomyl [CAS:16752-77-5] ; Thiofanox [CAS:39196-18-4] ; Famphur [CAS:52-85-7] ; Asulam [CAS:3337-71-1] ; Dichlorvos [CAS:62-73-7] ; Dimethoate [CAS:60-51-5] ; Disulfoton [CAS:298-04-4] ; Fensulfothion [CAS:115-90-2] ; Merphos [CAS:150-50-5] ; Parathion-methyl [CAS:298-00-0] ; Monocrotophos [CAS:6923-22-4] ; Naled [CAS:300-76-5] ; Phorate [CAS:298-02-2] ; Trichlorfon [CAS:52-68-6] ; Tris(2.3-dibromopropyl)phosphate [CAS:126-72-7] in Acetonitrile | 1 | ml | 24 | 8000 Series | EPA Methods | Yes
F119951A | Carbamates Mixture 28 components (EPA 8321A) (without Benomyl) 100ug/ml each of Aldicarb [CAS:116-06-3] ; Aldicarb-sulfone [CAS:1646-88-4] ; Aldicarb-sulfoxide [CAS:1646-87-3] ; Aminocarb [CAS:2032-59-9] ; Barban [CAS:101-27-9] ; Bromacil [CAS:314-40-9] ; Bendiocarb [CAS:22781-23-3] ; Carbaryl [CAS:63-25-2] ; Carbendazim [CAS:10605-21-7] ; Carbofuran-3-hydroxy (3-Hydroxycarbofuran) [CAS:16655-82-6] ; Carbofuran [CAS:1563-66-2] ; Chloroxuron [CAS:1982-47-4] ; Chlorpropham [CAS:101-21-3] ; Diuron [CAS:330-54-1] ; Fenuron [CAS:101-42-8] ; Fluometuron [CAS:2164-17-2] ; Linuron [CAS:330-55-2] ; Methiocarb [CAS:2032-65-7] ; Methomyl [CAS:16752-77-5] ; Mexacarbate [CAS:315-18-4] ; Monuron [CAS:150-68-5] ; Neburon [CAS:555-37-3] ; Oxamyl [CAS:23135-22-0] ; Propachlor [CAS:1918-16-7] ; Propham [CAS:122-42-9] ; Propoxur [CAS:114-26-1] ; Siduron [CAS:1982-49-6] ; Tebuthiuron [CAS:34014-18-1] in Acetonitrile | 1 | ml | 24 | 8000 Series | EPA Methods | Yes
F120001 | Carbonyl Compounds Standard Solution 16 components (EPA 8315A) 100ug/ml each of Acetaldehyde-DNPH [CAS:1019-57-4] ; Acetone-DNPH [CAS:1567-89-1] ; Acrolein-DNPH [CAS:888-54-0] ; Benzaldehyde-DNPH [CAS:1157-84-2] ; n-Butyraldehyde-DNPH (Butanal-DNPH) [CAS:1527-98-6] ; Crotonaldehyde-DNPH [CAS:1527-96-4] ; Cyclohexanone-DNPH [CAS:1589-62-4] ; 2,5-Dimethylbenzaldehyde-DNPH [CAS:152477-96-8] ; Formaldehyde-DNPH [CAS:1081-15-8] ; Hexaldehyde-DNPH [CAS:1527-97-5] ; Isovaleraldehyde-DNPH [CAS:2256-01-1] ; Valeraldehyde-DNPH (Pentanal-DNPH) [CAS:2057-84-3] ; Propionaldehyde-DNPH (Propanal-DNPH) [CAS:725-00-8] ; m-Tolualdehyde-DNPH [CAS:2880-05-9] ; o-Tolualdehyde-DNPH [CAS:1773-44-0] ; p-Tolualdehyde-DNPH [CAS:2571-00-8] in Acetonitrile | 1 | ml | 24 | 8000 Series | EPA Methods | Yes
F233824 | EPA Method 8040 - Phenols Standard Solution: 9 components; 2000mg/l each of 4-Chloro-3-methylphenol [CAS:59-50-7] ; 2,4-Dichlorophenol [CAS:120-83-2] ; 2-Methyl-4,6-dinitrophenol [CAS:534-52-1] ; 3-Methylphenol [CAS:108-39-4] ; 2-Nitrophenol [CAS:88-75-5] ; 4-Nitrophenol [CAS:100-02-7] ; Pentachlorophenol [CAS:87-86-5] ; Phenol [CAS:108-95-2] ; 2,4,6-Trichlorophenol [CAS:88-06-2] in 2- Propanol Storage conditions: Stored under normal laboratory conditions | 1 | ml | 12 | 8000 Series | EPA Methods | Yes
F233844 | EPA Method 8061A - Phthalate Esters Standard: 15 components; 1000ug/ml each of Phthalic acid, benzylbutyl ester [CAS:85-68-7] ; Phthalic acid, bis-2-n-butoxyethyl ester [CAS:117-83-9] ; Phthalic acid, bis-2-ethoxyethyl ester [CAS:605-54-9] ; Phthalic acid,bis-2-ethylhexylester [CAS:117-81-7] ; Phthalic acid, bis-methylglycol ester [CAS:117-82-8] ; Phthalic acid, bis-4-methyl-2-pentyl ester [CAS:146-50-9] ; Phthalic acid, bis-butyl ester [CAS:84-74-2] ; Phthalic acid, bis-ethyl ester [CAS:84-66-2] ; Phthalic acid, bis-hexyl ester [CAS:84-75-3] ; Phthalic acid, bis-methyl ester [CAS:131-11-3] ; Phthalic acid, bis-nonyl ester [CAS:84-76-4] ; Phthalic acid, bis-1-octyl ester [CAS:117-84-0] ; Phthalic acid, bis-n-pentyl ester [CAS:131-18-0] ; Dicyclohexyl phthalate [CAS:84-61-7] ; Phthalic acid, bis-iso-butyl ester [CAS:84-69-5] in n-Hexane / Acetone (8/2) Storage conditions: Stored under normal laboratory conditions | 1 | ml | 24 | 8000 Series | EPA Methods | Yes
F234134 | EPA Method 8260B - Acetate Standard Solution: 7 components; 2000ug/ml each of n-Amyl acetate [CAS:628-63-7] ; n-Butylacetate [CAS:123-86-4] ; Ethyl Acetate [CAS:141-78-6] ; Acetic acid-isopropyl ester [CAS:108-21-4] ; Methyl acetate [CAS:79-20-9] ; Acetic acid n-propyl ester [CAS:109-60-4] ; Vinylacetate [CAS:108-05-4] in Methanol (purge & trap) Storage conditions: Stored under normal laboratory conditions | 1 | ml | 6 | 8000 Series | EPA Methods | Yes
F234224 | EPA Method 8270 - Calibration Standard Solution: 18 components; 200ug/ml each of Acenaphthene [CAS:83-32-9] ; Acenaphthylene [CAS:208-96-8] ; Anthracene [CAS:120-12-7] ; Benzo(a)anthracene [CAS:56-55-3] ; Benzo(a)pyrene [CAS:50-32-8] ; Benzo(b)fluoranthene [CAS:205-99-2] ; Benzo(g,h,i)perylene [CAS:191-24-2] ; Benzo(k)fluoranthene [CAS:207-08-9] ; Chrysene [CAS:218-01-9] ; Dibenzo(a,h)anthracene [CAS:53-70-3] ; Fluoranthene [CAS:206-44-0] ; Fluorene [CAS:86-73-7] ; Indeno(1,2,3-c,d)pyrene [CAS:193-39-5] ; 1-Methylnaphthalene [CAS:90-12-0] ; 2-Methylnaphthalene [CAS:91-57-6] ; Naphthalene [CAS:91-20-3] ; Phenanthrene [CAS:85-01-8] ; Pyrene [CAS:129-00-0] in Dichloromethane Storage conditions: Stored under normal laboratory conditions | 1 | ml | 24 | 8000 Series | EPA Methods | Yes
F234274 | EPA Method 8310 - PAH Standard Solution: 18 components; 500ug/ml each of Acenaphthene [CAS:83-32-9] ; Acenaphthylene [CAS:208-96-8] ; Anthracene [CAS:120-12-7] ; Benzo(a)anthracene [CAS:56-55-3] ; Benzo(a)pyrene [CAS:50-32-8] ; Benzo(b)fluoranthene [CAS:205-99-2] ; Benzo(g,h,i)perylene [CAS:191-24-2] ; Benzo(k)fluoranthene [CAS:207-08-9] ; Chrysene [CAS:218-01-9] ; Dibenzo(a,h)anthracene [CAS:53-70-3] ; Fluoranthene [CAS:206-44-0] ; Fluorene [CAS:86-73-7] ; Indeno(1,2,3-c,d)pyrene [CAS:193-39-5] ; 1-Methylnaphthalene [CAS:90-12-0] ; 2-Methylnaphthalene [CAS:91-57-6] ; Naphthalene [CAS:91-20-3] ; Phenanthrene [CAS:85-01-8] ; Pyrene [CAS:129-00-0] in Acetonitrile / Toluene (1/1) Storage conditions: Stored under normal laboratory conditions | 1 | ml | 24 | 8000 Series | EPA Methods | Yes
F352914 | Surrogate Mixture (Method 8260) - 3 components; 2500ug/ml each of Dibromofluoromethane [CAS:1868-53-7] ; Toluene D8 [CAS:2037-26-5] ; 4-Bromofluorobenzene [CAS:460-00-4] in Methanol (purge & trap) | 1 | ml | 24 | 8000 Series | EPA Methods | Yes
F352924 | Surrogate Mixture (Method 8260B) - 3 components; 2000ug/ml each of 4-Bromofluorobenzene [CAS:460-00-4] ; Dibromofluoromethane [CAS:1868-53-7] ; Toluene D8 [CAS:2037-26-5] in Methanol | 1 | ml | 24 | 8000 Series | EPA Methods | Yes
F868651 | OCs Standard Solution 20 components (EPA 8081A) 1000ug/ml each of Aldrin [CAS:309-00-2] ; Alpha-HCH (alpha-BHC) [CAS:319-84-6] ; Beta-HCH (beta-BHC) [CAS:319-85-7] ; Gamma-HCH (Lindane) (gamma-BHC) [CAS:58-89-9] ; Delta-HCH (delta-BHC) [CAS:319-86-8] ; cis-Chlordane (alpha-Chlordane) [CAS:5103-71-9] ; trans-Chlordane (Gamma-Chlordane) [CAS:5103-74-2] ; 4,4'-DDD (TDE) [CAS:72-54-8] ; 4,4'-DDE [CAS:72-55-9] ; 4,4'-DDT [CAS:50-29-3] ; Dieldrin [CAS:60-57-1] ; Endosulfan-alpha [CAS:959-98-8] ; Endosulfan-beta [CAS:33213-65-9] ; Endosulfan-total (sulfate) [CAS:1031-07-8] ; Endrin [CAS:72-20-8] ; Endrin aldehyde [CAS:7421-93-4] ; Endrin ketone [CAS:53494-70-5] ; Heptachlor [CAS:76-44-8] ; Heptachlor-exo-epoxide (cis-Heptachlorepoxide (cis-, exo-,) [CAS:1024-57-3] ; Methoxychlor (DMTD) [CAS:72-43-5] in n-Hexane / Toluene (1/1) | 1 | ml | 12 | 8000 Series | EPA Methods | Yes
F870190 | Internal Standard Mixture (Method 8260) - 4 components; 2500ug/ml each of Chlorobenzene D5 [CAS:3114-55-4] ; 1,4-Dichlorobenzene D4 [CAS:3855-82-1] ; 1,4-Difluorobenzene [CAS:540-36-3] ; Pentafluorobenzene [CAS:363-72-4] in Methanol (purge & trap) | 1 | ml | 24 | 8000 Series | EPA Methods | Yes
F890201 | EPA 8010 Halogenated VOC Mix - 14 components; 2000ug/ml each of Tribromomethane (Bromoform) [CAS:75-25-2] ; Tetrachloromethane (Carbon tetrachloride) [CAS:56-23-5] ; Chloroform [CAS:67-66-3] ; Dibromomethane [CAS:74-95-3] ; 1,1-Dichloroethane [CAS:75-34-3] ; 1,2-Dichloroethane [CAS:107-06-2] ; 1,2-Dichloropropane [CAS:78-87-5] ; 1,1,1,2-Tetrachloroethane [CAS:630-20-6] ; 1,1,2,2-Tetrachloroethane [CAS:79-34-5] ; Tetrachloroethene [CAS:127-18-4] ; 1,1,1-Trichloroethane [CAS:71-55-6] ; 1,1,2-Trichloroethane [CAS:79-00-5] ; Trichloroethene [CAS:79-01-6] ; 1,2,3-Trichloropropane [CAS:96-18-4] in Methanol | 1 | ml | 24 | 8000 Series | EPA Methods | Yes
ASTM methods
CODE | DESCRIPTION | VOL | MSR | SHELF-LIFE | PURPOSE | PRESCRIPTION | ISO 17034\ ISO 17025
F110231 | Calibration Mixture C5-C44 (ASTM D2887-06a) 18 components; 100ug/ml each of n-Pentane [CAS:109-66-0] ; n-Hexane [CAS:110-54-3] ; n-Heptane [CAS:142-82-5] ; n-Octane [CAS:111-65-9] ; n-Nonane [CAS:111-84-2] ; n-Decane [CAS:124-18-5] ; n-Undecane [CAS:1120-21-4] ; n-Dodecane [CAS:112-40-3] ; n-Tetradecane [CAS:629-59-4] ; n-Hexadecane [CAS:544-76-3] ; n-Octadecane [CAS:593-45-3] ; n-Eicosane [CAS:112-95-8] ; n-Tetracosane [CAS:646-31-1] ; n-Octacosane [CAS:630-02-4] ; n-Dotriacontane [CAS:544-85-4] ; n-Hexatriacontane [CAS:630-06-8] ; n-Tetracontane [CAS:4181-95-7] ; n-Tetratetracontane [CAS:7098-22-8] in Carbon disulfide 2% | 1 | ml | 24 |  | ASTM Methods | Yes
F112171 | Column Test Mixture 17 components (ASTM D2887-06a) n-Hexane [CAS:110-54-3] 6% ; n-Heptane [CAS:142-82-5] 6% ; n-Octane [CAS:111-65-9] 8% ; n-Nonane [CAS:111-84-2] 8% ; n-Decane [CAS:124-18-5] 12% ; n-Undecane [CAS:1120-21-4] 12% ; n-Dodecane [CAS:112-40-3] 12% ; n-Tetradecane [CAS:629-59-4] 12% ; n-Hexadecane [CAS:544-76-3] 10% ; n-Octadecane [CAS:593-45-3] 5% ; n-Eicosane [CAS:112-95-8] 2% ; n-Tetracosane [CAS:646-31-1] 2% ; n-Octacosane [CAS:630-02-4] 1% ; n-Dotriacontane [CAS:544-85-4] 1% ; n-Hexatriacontane [CAS:630-06-8] 1% ; n-Tetracontane [CAS:4181-95-7] 1% ; n-Tetratetracontane [CAS:7098-22-8] 1% | 1 | ml | 24 |  | ASTM Methods | Yes
F871861 | Fuel Oil Degradation/Retention Time Mix C17-C20 (ASTM D2887-06a) 4 components; 2000ug/ml each of n-Heptadecane [CAS:629-78-7] ; n-Octadecane [CAS:593-45-3] ; Phytane [CAS:638-36-8] ; Pristane [CAS:1921-70-6] in Dichloromethane / Carbon disulfide (1/1) | 1 | ml | 24 |  | ASTM Methods | Yes
F111801 | 4 Analytes in Iso-octane/Xylene (ASTM D4815-04) 4 components; Ethanol [CAS:64-17-5] 3% ; tert.-Butanol [CAS:75-65-0] 0.1% ; Methyl-tert.butylether [CAS:1634-04-4] 20% ; 2-Methyl-2-butanol [CAS:75-85-4] 1.25% in Iso-octane / Xylenes (49.17/26.48) | 5x10 | ml | 24 |  | ASTM Methods | Yes
F111911 | Valve Timing Mixture 4 components (ASTM D4815-04) Methylcyclopentane [CAS:96-37-7] 10% ; Isopropyl ether (Diisopropylether) [CAS:108-20-3] 10% ; Ethyl-tert-butylether (ETBE) [CAS:637-92-3] 10% ; Methyl-tert.butylether [CAS:1634-04-4] 10% ; n-Hexane [CAS:110-54-3] 60% | 1 | ml | 24 |  | ASTM Methods | Yes
F112761 | Standard Solution 2 components (ASTM D5580-02) 2000ug/ml each of 2-Bromo-1-chloropropane [CAS:3017-95-6] ; Fluorobenzene [CAS:462-06-6] in Methanol | 1 | ml | 24 |  | ASTM Methods | Yes
F112151.1 | Daily Quality Control Standard (without Internal Standard) (ASTM D5580-02) 14 components in % (w/w); n-Hexane [CAS:110-54-3] 12% ; n-Heptane [CAS:142-82-5] 20% ; n-Octane [CAS:111-65-9] 15% ; n-Decane [CAS:124-18-5] 10% ; n-Dodecane [CAS:112-40-3] 1% ; Iso-octane [CAS:540-84-1] 20% ; Benzene [CAS:71-43-2] 1% ; Toluene [CAS:108-88-3] 9% ; Ethylbenzene [CAS:100-41-4] 2% ; p-Xylene [CAS:106-42-3] 3% ; o-Xylene [CAS:95-47-6] 2% ; 1,2,4-Trimethylbenzene [CAS:95-63-6] 3% ; 1,2,4,5-Tetramethylbenzene [CAS:95-93-2] 1% ; Naphthalene [CAS:91-20-3] 1% | 1 | ml | 24 |  | ASTM Methods | Yes
F112161.1 | Daily Quality Control Standard (with Internal Standard) (ASTM D5580-02) 15 components; n-Hexane [CAS:110-54-3] 11% ; n-Heptane [CAS:142-82-5] 19% ; n-Octane [CAS:111-65-9] 14% ; n-Decane [CAS:124-18-5] 9% ; n-Tridecane [CAS:629-50-5] 1% ; Iso-octane [CAS:540-84-1] 19% ; Benzene [CAS:71-43-2] 1% ; Toluene [CAS:108-88-3] 8% ; Ethylbenzene [CAS:100-41-4] 1% ; p-Xylene [CAS:106-42-3] 2% ; o-Xylene [CAS:95-47-6] 1% ; 1,2,4-Trimethylbenzene [CAS:95-63-6] 2% ; 1,2,4,5-Tetramethylbenzene [CAS:95-93-2] 1% ; Naphthalene [CAS:91-20-3] 1% ; 2-Hexanone [CAS:591-78-6] 10% | 1 | ml | 24 |  | ASTM Methods | Yes
F864591 | Standard Solution 54 components (ASTM D5580-02) 2000ug/ml each of Benzene [CAS:71-43-2] ; Bromobenzene [CAS:108-86-1] ; Bromochloromethane [CAS:74-97-5] ; Bromodichloromethane [CAS:75-27-4] ; Tribromomethane (Bromoform) [CAS:75-25-2] ; n-Butylbenzene [CAS:104-51-8] ; sec-Butylbenzene [CAS:135-98-8] ; tert-Butylbenzene [CAS:98-06-6] ; Tetrachloromethane (Carbon tetrachloride) [CAS:56-23-5] ; Chlorobenzene [CAS:108-90-7] ; Chloroform [CAS:67-66-3] ; 2-Chlorotoluene [CAS:95-49-8] ; 4-Chlorotoluene [CAS:106-43-4] ; Dibromochloromethane [CAS:124-48-1] ; 1,2-Dibromo-3-chloropropane [CAS:96-12-8] ; 1,2-Dibromoethane [CAS:106-93-4] ; Dibromomethane [CAS:74-95-3] ; 1,2-Dichlorobenzene [CAS:95-50-1] ; 1,3-Dichlorobenzene [CAS:541-73-1] ; 1,4-Dichlorobenzene [CAS:106-46-7] ; 1,1-Dichloroethane [CAS:75-34-3] ; 1,2-Dichloroethane [CAS:107-06-2] ; 1,1-Dichloroethene [CAS:75-35-4] ; cis-1,2-Dichloroethene [CAS:156-59-2] ; trans-1,2-Dichloroethene [CAS:156-60-5] ; 1,2-Dichloropropane [CAS:78-87-5] ; 1,3-Dichloropropane [CAS:142-28-9] ; 2,2-Dichloropropane [CAS:594-20-7] ; 1,1-Dichloropropene [CAS:563-58-6] ; cis-1,3-Dichloropropene [CAS:10061-01-5] ; trans-1,3-Dichloropropene [CAS:10061-02-6] ; Ethylbenzene [CAS:100-41-4] ; Hexachloro-1,3-butadiene (Hexachlorobutadiene) [CAS:87-68-3] ; Isopropylbenzene [CAS:98-82-8] ; 4-Isopropyltoluene [CAS:99-87-6] ; Dichloromethane (Methylene chloride) [CAS:75-09-2] ; Naphthalene [CAS:91-20-3] ; n-Propylbenzene [CAS:103-65-1] ; Styrene [CAS:100-42-5] ; 1,1,1,2-Tetrachloroethane [CAS:630-20-6] ; 1,1,2,2-Tetrachloroethane [CAS:79-34-5] ; Tetrachloroethene [CAS:127-18-4] ; Toluene [CAS:108-88-3] ; 1,2,3-Trichlorobenzene [CAS:87-61-6] ; 1,2,4-Trichlorobenzene [CAS:120-82-1] ; 1,1,1-Trichloroethane [CAS:71-55-6] ; 1,1,2-Trichloroethane [CAS:79-00-5] ; Trichloroethene [CAS:79-01-6] ; 1,2,3-Trichloropropane [CAS:96-18-4] ; 1,2,4-Trimethylbenzene [CAS:95-63-6] ; 1,3,5-Trimethylbenzene [CAS:108-67-8] ; o-Xylene [CAS:95-47-6] ; m-Xylene [CAS:108-38-3] ; p-Xylene [CAS:106-42-3] in Methanol | 1 | ml | 24 |  | ASTM Methods | Yes
EN methods
CODE | DESCRIPTION | VOL | MSR | SHELF-LIFE | PURPOSE | PRESCRIPTION | ISO 17034\ ISO 17025
F128951 | OPP Standard Solution 19 components (EN 12918) 100ug/ml each of Azinphos-ethyl [CAS:2642-71-9] ; Azinphos-methyl [CAS:86-50-0] ; Bromophos-methyl (Bromophos) [CAS:2104-96-3] ; Chlorfenvinphos [CAS:470-90-6] ; Chlorpyrifos (Chlorpyrifos-ethyl) [CAS:2921-88-2] ; Chlorpyrifos methyl [CAS:5598-13-0] ; Diazinon [CAS:333-41-5] ; Dichlorvos [CAS:62-73-7] ; Dimethoate [CAS:60-51-5] ; Fenitrothion [CAS:122-14-5] ; Fenthion [CAS:55-38-9] ; Malathion [CAS:121-75-5] ; Mevinphos [CAS:7786-34-7] ; Parathion (Parathion-ethyl) [CAS:56-38-2] ; Parathion-methyl [CAS:298-00-0] ; Phosalone [CAS:2310-17-0] ; Propetamphos [CAS:31218-83-4] ; Triadimefon [CAS:43121-43-3] ; Triazophos [CAS:24017-47-8] in Acetone | 1 | ml | 24 | Water quality | EN Methods | Yes
F131371 | OPP Standard Solution 19 components (EN 12918) 10ug/ml each of Azinphos-ethyl [CAS:2642-71-9] ; Azinphos-methyl [CAS:86-50-0] ; Bromophos-methyl (Bromophos) [CAS:2104-96-3] ; Chlorfenvinphos [CAS:470-90-6] ; Chlorpyrifos (Chlorpyrifos-ethyl) [CAS:2921-88-2] ; Chlorpyrifos methyl [CAS:5598-13-0] ; Diazinon [CAS:333-41-5] ; Dichlorvos [CAS:62-73-7] ; Dimethoate [CAS:60-51-5] ; Fenitrothion [CAS:122-14-5] ; Fenthion [CAS:55-38-9] ; Malathion [CAS:121-75-5] ; Mevinphos [CAS:7786-34-7] ; Parathion (Parathion-ethyl) [CAS:56-38-2] ; Parathion-methyl [CAS:298-00-0] ; Phosalone [CAS:2310-17-0] ; Propetamphos [CAS:31218-83-4] ; Triadimefon [CAS:43121-43-3] ; Triazophos [CAS:24017-47-8] in Methanol | 10 | ml | 24 | Water quality | EN Methods | Yes
F236724 | EN 16694: Multicomponent stock solution 6 components; 5ug/ml each of BDE 28 [CAS:41318-75-6] ; BDE 47 [CAS:5436-43-1] ; BDE 99 [CAS:60348-60-9] ; BDE 100 [CAS:189084-64-8] ; BDE 154 [CAS:207122-15-4] ; BDE 153 [CAS:68631-49-2] in Toluene Storage conditions: Long-term stability: store in a freezer; Shipping :styrofoam box with ice packs | 1 | ml | 12 | Water quality | EN Methods | Yes
F237594 | EN 12916: System calibration standard 7 components; Cyclohexane [CAS:110-82-7] 1% (w/v) ; 1-Phenyldodecane [CAS:123-01-3] 0.1% (w/v) ; o-Xylene (1,2-Dimethylbenzene) [CAS:95-47-6] 0.5% (w/v) ; Hexamethylbenzene [CAS:87-85-4] 0.1% (w/v) ; Naphthalene [CAS:91-20-3] 0.1% (w/v) ; Dibenzothiophene [CAS:132-65-0] 0.05% (w/v) ; 9-Methylanthracene [CAS:779-02-2] 0.05% (w/v) in n-Heptane Storage conditions: Stored under normal laboratory conditions | 5 | ml | 12 | Petroleum products | EN Methods | Yes
F235764 | EN 14039 - Retention time window Standard Solution 2 components; 30mg/l each of n-Decane [CAS:124-18-5] ; n-Tetracontane [CAS:4181-95-7] in n-Heptane Storage conditions: Stored under normal laboratory conditions | 10 | ml | 12 | Characterization of waste | EN Methods | Yes
F235784 | EN 14039 - System Performance Standard Solution 16 components; 50mg/l each of n-Decane [CAS:124-18-5] ; n-Dodecane [CAS:112-40-3] ; n-Tetradecane [CAS:629-59-4] ; n-Hexadecane [CAS:544-76-3] ; n-Octadecane [CAS:593-45-3] ; n-Eicosane [CAS:112-95-8] ; n-Docosane [CAS:629-97-0] ; n-Tetracosane [CAS:646-31-1] ; n-Hexacosane [CAS:630-01-3] ; n-Octacosane [CAS:630-02-4] ; n-Triacontane [CAS:638-68-6] ; n-Dotriacontane [CAS:544-85-4] ; n-Tetratriacontane [CAS:14167-59-0] ; n-Hexatriacontane [CAS:630-06-8] ; n-Octatriacontane [CAS:7194-85-6] ; n-Tetracontane [CAS:4181-95-7] in n-Heptane Storage conditions: Stored under normal laboratory conditions | 5 | ml | 24 | Characterization of waste | EN Methods | Yes
F236754 | EN 15721: Calibration stock solution for Procedure A - 7 components; 10ml/l each of Isoamyl alcohol (3-Methyl-1-butanol) [CAS:123-51-3] ; 2-Methyl-1-butanol [CAS:137-32-6] ; 1-Butanol [CAS:71-36-3] ; 2-Methyl-1-propanol [CAS:78-83-1] ; 1-Propanol [CAS:71-23-8] ; 2-Butanol [CAS:78-92-2] ; Methanol [CAS:67-56-1] in Ethanol Storage conditions: Stored under normal laboratory conditions | 100 | ml | 24 | Metallic coatings | EN Methods | Yes
F236764 | EN 15721: Calibration stock solution for Procedure B - 7 components; Isoamyl alcohol (3-Methyl-1-butanol) [CAS:123-51-3] 5ml/l ; 2-Methyl-1-butanol [CAS:137-32-6] 2ml/l ; 1-Butanol [CAS:71-36-3] 1ml/l ; 2-Methyl-1-propanol [CAS:78-83-1] 4ml/l ; 1-Propanol [CAS:71-23-8] 2.5ml/l ; 2-Butanol [CAS:78-92-2] 1ml/l ; Methanol [CAS:67-56-1] 5ml/l in Ethanol / Water (1/1) Storage conditions: Stored under normal laboratory conditions | 100 | ml | 24 | Metallic coatings | EN Methods | Yes
F237554 | EN 15662: Pesticide working solution for LC 49 components; 10mg/kg each of Aldicarb [CAS:116-06-3] ; Bendiocarb [CAS:22781-23-3] ; Bentazone [CAS:25057-89-0] ; Boscalid [CAS:188425-85-6] ; Bromoxynil [CAS:1689-84-5] ; Buprofezin [CAS:69327-76-0] ; Butocarboxim [CAS:34681-10-2] ; Carbaryl [CAS:63-25-2] ; Carbendazim [CAS:10605-21-7] ; Carbofuran [CAS:1563-66-2] ; Carboxin [CAS:5234-68-4] ; Cycloxydim [CAS:101205-02-1] ; Cymoxanil [CAS:57966-95-7] ; Dimethachlor [CAS:50563-36-5] ; Dimethomorph [CAS:110488-70-5] ; Ethiofencarb [CAS:29973-13-5] ; Famoxadone [CAS:131807-57-3] ; Fenoxycarb [CAS:72490-01-8] ; Fenpropidin [CAS:67306-00-7] ; Fenpropimorph [CAS:67564-91-4] ; Fludioxonil [CAS:131341-86-1] ; Flufenoxuron [CAS:101463-69-8] ; Flurtamone [CAS:96525-23-4] ; Fomesafen [CAS:72178-02-0] ; Hexythiazox [CAS:78587-05-0] ; Indoxacarb [CAS:144171-61-9] ; Ioxynil [CAS:1689-83-4] ; Iprovalicarb [CAS:140923-17-7] ; Isoproturon [CAS:34123-59-6] ; Linuron [CAS:330-55-2] ; Lufenuron [CAS:103055-07-8] ; Methiocarb [CAS:2032-65-7] ; Methomyl [CAS:16752-77-5] ; Methoxyfenozide [CAS:161050-58-4] ; Metobromuron [CAS:3060-89-7] ; Metolachlor [CAS:51218-45-2] ; Oxamyl [CAS:23135-22-0] ; Promecarb [CAS:2631-37-0] ; Propamocarb free base (Propamocarb) [CAS:24579-73-5] ; Propargite [CAS:2312-35-8] ; Propoxur [CAS:114-26-1] ; Prosulfuron [CAS:94125-34-5] ; Pyrifenox [CAS:88283-41-4] ; Pyriproxyfen [CAS:95737-68-1] ; Spiroxamine [CAS:118134-30-8] ; Tebufenozide [CAS:112410-23-8] ; Thiofanox [CAS:39196-18-4] ; Thiophanate-methyl [CAS:23564-05-8] ; 3,4,5-Trimethacarb [CAS:2686-99-9] in Acetonitrile 2% Storage conditions: Stored under normal laboratory conditions | 1 | ml | 12 | Foods of plant origin | EN Methods | Yes
F237564 | EN 15662: Pesticide working solution for LC 16 components; 10mg/kg each of Acephate [CAS:30560-19-1] ; Cinosulfuron [CAS:94593-91-6] ; Demeton-S-methyl-sulfone [CAS:17040-19-6] ; Demeton-S-methyl-sulfoxide [CAS:301-12-2] ; Dimethoate [CAS:60-51-5] ; Ethoprophos [CAS:13194-48-4] ; Fenthion [CAS:55-38-9] ; Imazosulfuron [CAS:122548-33-8] ; Methamidophos [CAS:10265-92-6] ; Metsulfuron-methyl [CAS:74223-64-6] ; Monocrotophos [CAS:6923-22-4] ; Omethoate [CAS:1113-02-6] ; Pirimiphos-ethyl [CAS:23505-41-1] ; Profenofos [CAS:41198-08-7] ; Thifensulfuron-methyl [CAS:79277-27-3] ; Vamidothion [CAS:2275-23-2] in Acetonitrile Storage conditions: Stored under normal laboratory conditions | 1 | ml | 12 | Foods of plant origin | EN Methods | Yes
F237574 | EN 15662: Pesticide working solution for LC 31 components; 10mg/kg each of Acetamiprid [CAS:135410-20-7] ; Azoxystrobin [CAS:131860-33-8] ; Chloridazon [CAS:1698-60-8] ; Clofentezine [CAS:74115-24-5] ; Cyproconazole [CAS:94361-06-5] ; Cyromazine [CAS:66215-27-8] ; Difenoconazole [CAS:119446-68-3] ; Diniconazole [CAS:83657-24-3] ; Epoxiconazole [CAS:135319-73-2] ; Fenarimol [CAS:60168-88-9] ; Fenazaquin [CAS:120928-09-8] ; Fenpyroximate [CAS:111812-58-9] ; Flufenacet [CAS:142459-58-3] ; Flusilazole [CAS:85509-19-9] ; Hexaconazole [CAS:79983-71-4] ; Imidacloprid [CAS:138261-41-3] ; Mepanipyrim [CAS:110235-47-7] ; Metosulam [CAS:139528-85-1] ; Picoxystrobin [CAS:117428-22-5] ; Prometryn [CAS:7287-19-6] ; Propiconazole [CAS:60207-90-1] ; Pymetrozine [CAS:123312-89-0] ; Pyraclostrobin [CAS:175013-18-0] ; Tebuconazole [CAS:107534-96-3] ; Tebufenpyrad [CAS:119168-77-3] ; Tetraconazole [CAS:112281-77-3] ; Thiabendazole [CAS:148-79-8] ; Thiacloprid [CAS:111988-49-9] ; Thiamethoxam [CAS:153719-23-4] ; Triadimefon [CAS:43121-43-3] ; Trifloxystrobin [CAS:141517-21-7] in Acetonitrile Storage conditions: Stored under normal laboratory conditions | 1 | ml | 12 | Foods of plant origin | EN Methods | Yes
F237584 | EN 15662: Pesticide working solution for LC 20 components; 10mg/kg each of 4-Chlorophenoxyacetic acid [CAS:122-88-3] ; 2,4-D [CAS:94-75-7] ; 2,4-DB [CAS:94-82-6] ; Dicamba [CAS:1918-00-9] ; Dichlorprop [CAS:120-36-5] ; Fenoprop (2,4,5-TP) [CAS:93-72-1] ; Fenoxaprop-P [CAS:113158-40-0] ; Fluazifop [CAS:69335-91-7] ; Fluroxypyr [CAS:69377-81-7] ; Haloxyfop [CAS:69806-34-4] ; Imazapyr [CAS:81334-34-1] ; Imazaquin [CAS:81335-37-7] ; Imazethapyr [CAS:81335-77-5] ; MCPA [CAS:94-74-6] ; MCPB [CAS:94-81-5] ; Mecoprop (MCPP) [CAS:7085-19-0] ; 2-Naphthoxy acetic acid [CAS:120-23-0] ; Quinmerac [CAS:90717-03-6] ; 2,4,5-T [CAS:93-76-5] ; Triclopyr [CAS:55335-06-3] in Acetonitrile Storage conditions: Stored under normal laboratory conditions | 1 | ml | 12 | Foods of plant origin | EN Methods | Yes
F989240 | EN 16995: 2017 - Internal MOSH/MOAH Standard Solution 1- 9 components ; n-Undecane (C11) [CAS:1120-21-4] 300ug/ml ; n-Tridecane (C13) [CAS:629-50-5] 150ug/ml ; 1,3,5-Tri-tert-butylbenzene [CAS:1460-02-2] 300ug/ml ; Bicyclohexyl [CAS:92-51-3] 300ug/ml ; 1-Methylnaphthalene [CAS:90-12-0] 300ug/ml ; 2-Methylnaphthalene [CAS:91-57-6] 300ug/ml ; Pentylbenzene [CAS:538-68-1] 300ug/ml ; Perylene [CAS:198-55-0] 600ug/ml ; 5 alpha-Cholestane [CAS:481-21-0] 600ug/ml in Toluene Storage conditions: Long-term stability:store in a refrigerator; Shipping: at room temp. | 1 | ml | 12 |  | EN Methods | Yes
F989260 | EN 16995: 2017- Internal MOSH/MOAH Standard Solution 2 - 9 components; n-Undecane (C11) [CAS:1120-21-4] 10ug/ml ; n-Tridecane (C13) [CAS:629-50-5] 5ug/ml ; 1,3,5-Tri-tert-butylbenzene [CAS:1460-02-2] 10ug/ml ; Bicyclohexyl [CAS:92-51-3] 10ug/ml ; 1-Methylnaphthalene [CAS:90-12-0] 10ug/ml ; 2-Methylnaphthalene [CAS:91-57-6] 10ug/ml ; Pentylbenzene [CAS:538-68-1] 10ug/ml ; Perylene [CAS:198-55-0] 20ug/ml ; 5 alpha-Cholestane [CAS:481-21-0] 20ug/ml in Toluene Storage conditions: Long-term stability:store in a refrigerator; Shipping: at room temp. | 1 | ml | 12 |  | EN Methods | Yes
F236614 | EN 15527: 16 components; 10mg/l each of Acenaphthene [CAS:83-32-9] ; Acenaphthylene [CAS:208-96-8] ; Anthracene [CAS:120-12-7] ; Benzo(a)anthracene [CAS:56-55-3] ; Benzo(a)pyrene [CAS:50-32-8] ; Benzo(b)fluoranthene [CAS:205-99-2] ; Benzo(g,h,i)perylene [CAS:191-24-2] ; Benzo(k)fluoranthene [CAS:207-08-9] ; Chrysene [CAS:218-01-9] ; Dibenzo(a,h)anthracene [CAS:53-70-3] ; Fluoranthene [CAS:206-44-0] ; Fluorene [CAS:86-73-7] ; Indeno(1,2,3-c,d)pyrene [CAS:193-39-5] ; Naphthalene [CAS:91-20-3] ; Phenanthrene [CAS:85-01-8] ; Pyrene [CAS:129-00-0] in n-Hexane Storage conditions: Stored under normal laboratory conditions | 1 | ml | 24 | Characterization of waste | EN Methods | Yes
F236684 | EN 16143: Stock solution 8 components; 100mg/kg each of Benzo(a)pyrene [CAS:50-32-8] ; Benzo(e)pyrene [CAS:192-97-2] ; Benzo(a)anthracene [CAS:56-55-3] ; Chrysene [CAS:218-01-9] ; Benzo(b)fluoranthene [CAS:205-99-2] ; Benzo(j)fluoranthene [CAS:205-82-3] ; Benzo(k)fluoranthene [CAS:207-08-9] ; Dibenzo(a,h)anthracene [CAS:53-70-3] in Toluene Storage conditions: Stored in refrigerator | 1 | ml | 12 | Water quality | EN Methods | Yes
F236734 | EN 16691: Stock solution 7 components; 100ug/ml each of Anthracene [CAS:120-12-7] ; Fluoranthene [CAS:206-44-0] ; Benzo(b)fluoranthene [CAS:205-99-2] ; Benzo(k)fluoranthene [CAS:207-08-9] ; Benzo(a)pyrene [CAS:50-32-8] ; Benzo(g,h,i)perylene [CAS:191-24-2] ; Indeno(1,2,3-c,d)pyrene [CAS:193-39-5] in Dichloromethane Storage conditions: Stored under normal laboratory conditions | 1 | ml | 12 | Water quality | EN Methods | Yes
F131470 | Calibration Mixture without PCB 170 (acc. method 2) (EN 12766) 13 components; 10ug/ml each of PCB 18 (2,2',5-Trichlorobiphenyl) [CAS:37680-65-2] ; PCB 28 (2,4,4'-Trichlorobiphenyl) [CAS:7012-37-5] ; PCB 31 (2,4',5-Trichlorobiphenyl) [CAS:16606-02-3] ; PCB 44 (2,2',3,5'-Tetrachlorobiphenyl) [CAS:41464-39-5] ; PCB 52 (2,2',5,5'-Tetrachlorobiphenyl) [CAS:35693-99-3] ; PCB 101 (2,2',4,5,5'-Pentachlorobiphenyl) [CAS:37680-73-2] ; PCB 118 (2,3',4,4',5-Pentachlorobiphenyl) [CAS:31508-00-6] ; PCB 138 (2,2',3,4,4',5'-Hexachlorobiphenyl) [CAS:35065-28-2] ; PCB 149 (2,2',3,4',5',6-Hexachlorobiphenyl) [CAS:38380-04-0] ; PCB 153 (2,2',4,4',5,5'-Hexachlorobiphenyl) [CAS:35065-27-1] ; PCB 180 (2,2',3,4,4',5,5'-Heptachlorobipheny) [CAS:35065-29-3] ; PCB 194 (2,2',3,3',4,4',5,5'-Octachlorobiphe) [CAS:35694-08-7] ; PCB 209 (Decachlorobiphenyl) [CAS:2051-24-3] in Iso-octane | 1 | ml | 24 | Petroleum products and used oils | EN Methods | Yes
F129221 | VOC Standard Solution 10 components (EN 13628) 200ug/ml each of Methanol [CAS:67-56-1] ; Ethanol [CAS:64-17-5] ; Acetone [CAS:67-64-1] ; Ethyl Acetate [CAS:141-78-6] ; 1-Butanol [CAS:71-36-3] ; Trichloroethene [CAS:79-01-6] ; Acetic acid-isobutyl ester [CAS:110-19-0] ; 4-Methyl-2-pentanone (Methylisobutylketone) [CAS:108-10-1] ; Toluene [CAS:108-88-3] ; Xylenes [CAS:1330-20-7] in Iso-octane | 1 | ml | 24 | Packaging - Flexible packaging mate | EN Methods | Yes
F129161 | Calibration PCB solution 14 components (EN 61619) 10ug/ml each of PCB 18 [CAS:37680-65-2] ; PCB 28 [CAS:7012-37-5] ; PCB 31 [CAS:16606-02-3] ; PCB 44 [CAS:41464-39-5] ; PCB 52 [CAS:35693-99-3] ; PCB 101 [CAS:37680-73-2] ; PCB 118 [CAS:31508-00-6] ; PCB 138 [CAS:35065-28-2] ; PCB 149 [CAS:38380-04-0] ; PCB 153 [CAS:35065-27-1] ; PCB 170 [CAS:35065-30-6] ; PCB 180 [CAS:35065-29-3] ; PCB 194 [CAS:35694-08-7] ; PCB 209 [CAS:2051-24-3] in Iso-octane 2% | 1 | ml | 24 | Insulating liquids | EN Methods | Yes
DIN Method
CODE | DESCRIPTION | VOL | MSR | SHELF-LIFE | PURPOSE | PRESCRIPTION | ISO 17034\ ISO 17025
F128771 | Pesticide Standard Solution (DIN 38407-14) 8 components; 10ug/ml each of Mecoprop (MCPP) [CAS:7085-19-0] ; MCPA [CAS:94-74-6] ; Dichlorprop [CAS:120-36-5] ; 2,4-D [CAS:94-75-7] ; Fenoprop [CAS:93-72-1] ; MCPB [CAS:94-81-5] ; 2,4,5-T [CAS:93-76-5] ; 2,4-DB [CAS:94-82-6] in Methanol | 10 | ml | 24 |  | DIN Methods | Yes
F236954 | DIN 38414-20: Stock solution of 6 components; 10ug/ml each of PCB 28 [CAS:7012-37-5] ; PCB 52 [CAS:35693-99-3] ; PCB 101 [CAS:37680-73-2] ; PCB 138 [CAS:35065-28-2] ; PCB 153 [CAS:35065-27-1] ; PCB 180 [CAS:35065-29-3] in n-Hexane Storage conditions: Stored under normal laboratory conditions | 1 | ml | 24 |  | DIN Methods | Yes
Miscellaneous Standards
CODE | DESCRIPTION | VOL | MSR | SHELF-LIFE | PURPOSE | PRESCRIPTION | ISO 17034\ ISO 17025
F109821 | 19 components; 50ug/ml each of n-Heptane [CAS:142-82-5] ; n-Octane [CAS:111-65-9] ; n-Nonane [CAS:111-84-2] ; n-Decane [CAS:124-18-5] ; n-Dodecane [CAS:112-40-3] ; n-Tetradecane [CAS:629-59-4] ; n-Hexadecane [CAS:544-76-3] ; n-Octadecane [CAS:593-45-3] ; n-Eicosane [CAS:112-95-8] ; n-Docosane [CAS:629-97-0] ; n-Tetracosane [CAS:646-31-1] ; n-Hexacosane [CAS:630-01-3] ; n-Octacosane [CAS:630-02-4] ; n-Triacontane [CAS:638-68-6] ; n-Dotriacontane [CAS:544-85-4] ; n-Tetratriacontane [CAS:14167-59-0] ; n-Hexatriacontane [CAS:630-06-8] ; n-Octatriacontane [CAS:7194-85-6] ; n-Tetracontane [CAS:4181-95-7] in Iso-octane | 5 | ml | 24 | Hydrocarbon | Miscellaneous Standards | Yes
F112221 | Hydrocarbons Standard Solution 4 components 100mg/l each of n-Decane [CAS:124-18-5] ; n-Eicosane [CAS:112-95-8] ; n-Triacontane [CAS:638-68-6] ; n-Tetracontane [CAS:4181-95-7] in n-Hexane | 1 | ml | 24 | Hydrocarbon | Miscellaneous Standards | Yes
F112231 | Hydrocarbons Standard Solution 31 components 100mg/l each of n-Decane [CAS:124-18-5] ; n-Undecane [CAS:1120-21-4] ; n-Dodecane [CAS:112-40-3] ; n-Tridecane [CAS:629-50-5] ; n-Tetradecane [CAS:629-59-4] ; n-Pentadecane [CAS:629-62-9] ; n-Hexadecane [CAS:544-76-3] ; n-Heptadecane [CAS:629-78-7] ; n-Nonadecane [CAS:629-92-5] ; n-Eicosane [CAS:112-95-8] ; n-Heneicosane [CAS:629-94-7] ; n-Docosane [CAS:629-97-0] ; n-Tricosane [CAS:638-67-5] ; n-Tetracosane [CAS:646-31-1] ; n-Pentacosane [CAS:629-99-2] ; n-Hexacosane [CAS:630-01-3] ; n-Octacosane [CAS:630-02-4] ; n-Nonacosane [CAS:630-03-5] ; n-Triacontane [CAS:638-68-6] ; n-Hentriacontane [CAS:630-04-6] ; n-Dotriacontane [CAS:544-85-4] ; n-Heptacosane [CAS:593-49-7] ; n-Tritriacontane [CAS:630-05-7] ; n-Octadecane [CAS:593-45-3] ; n-Tetratriacontane [CAS:14167-59-0] ; n-Pentatriacontane [CAS:630-07-9] ; n-Heptatriacontane [CAS:7194-84-5] ; n-Nonatriacontane [CAS:7194-86-7] ; n-Hexatriacontane [CAS:630-06-8] ; n-Octatriacontane [CAS:7194-85-6] ; n-Tetracontane [CAS:4181-95-7] in n-Hexane | 1 | ml | 24 | Hydrocarbon
F112241 | Hydrocarbons Standard Solution 6 components 50mg/l each of n-Decane [CAS:124-18-5] ; n-Eicosane [CAS:112-95-8] ; n-Hexadecane [CAS:544-76-3] ; n-Octadecane [CAS:593-45-3] ; n-Tetracontane [CAS:4181-95-7] ; n-Tetradecane [CAS:629-59-4] in n-Hexane | 1 | ml | 24 | Hydrocarbon | Miscellaneous Standards | Yes
F112331 | ACs Standard Solution 25 components 50mg/l each of Benzene [CAS:71-43-2] ; Toluene [CAS:108-88-3] ; Ethylbenzene [CAS:100-41-4] ; o-Xylene [CAS:95-47-6] ; m-Xylene [CAS:108-38-3] ; p-Xylene [CAS:106-42-3] ; n-Heptane [CAS:142-82-5] ; n-Octane [CAS:111-65-9] ; n-Nonane [CAS:111-84-2] ; n-Decane [CAS:124-18-5] ; n-Dodecane [CAS:112-40-3] ; n-Tetradecane [CAS:629-59-4] ; n-Hexadecane [CAS:544-76-3] ; n-Octadecane [CAS:593-45-3] ; n-Eicosane [CAS:112-95-8] ; n-Docosane [CAS:629-97-0] ; n-Tetracosane [CAS:646-31-1] ; n-Hexacosane [CAS:630-01-3] ; n-Octacosane [CAS:630-02-4] ; n-Triacontane [CAS:638-68-6] ; n-Dotriacontane [CAS:544-85-4] ; n-Tetratriacontane [CAS:14167-59-0] ; n-Hexatriacontane [CAS:630-06-8] ; n-Octatriacontane [CAS:7194-85-6] ; n-Tetracontane [CAS:4181-95-7] in n-Pentane | 5 | ml | 24 | Hydrocarbon | Miscellaneous Standards | Yes
F112371 | Diesel range Mixture 10 components; 1000ug/ml each of n-Decane [CAS:124-18-5] ; n-Dodecane [CAS:112-40-3] ; n-Tetradecane [CAS:629-59-4] ; n-Hexadecane [CAS:544-76-3] ; n-Octadecane [CAS:593-45-3] ; n-Eicosane [CAS:112-95-8] ; n-Docosane [CAS:629-97-0] ; n-Tetracosane [CAS:646-31-1] ; n-Hexacosane [CAS:630-01-3] ; n-Octacosane [CAS:630-02-4] in n-Hexane | 1 | ml | 24 | Hydrocarbon
F869441 | Aliphatic Hydrocarbon Standard - 14 components; 1000ug/ml each of n-Nonane [CAS:111-84-2] ; n-Decane [CAS:124-18-5] ; n-Dodecane [CAS:112-40-3] ; n-Tetradecane [CAS:629-59-4] ; n-Hexadecane [CAS:544-76-3] ; n-Octadecane [CAS:593-45-3] ; n-Nonadecane [CAS:629-92-5] ; n-Eicosane [CAS:112-95-8] ; n-Docosane [CAS:629-97-0] ; n-Tetracosane [CAS:646-31-1] ; n-Hexacosane [CAS:630-01-3] ; n-Octacosane [CAS:630-02-4] ; n-Triacontane [CAS:638-68-6] ; n-Hexatriacontane [CAS:630-06-8] in Dichloromethane / n-Hexane (1/1) | 1 | ml | 24 | Hydrocarbon | Miscellaneous Standards | Yes
F871851 | DRO Mixture (EPA/Wisconsin) - 10 components; 2000ug/ml each of n-Decane [CAS:124-18-5] ; n-Dodecane [CAS:112-40-3] ; n-Tetradecane [CAS:629-59-4] ; n-Hexadecane [CAS:544-76-3] ; n-Octadecane [CAS:593-45-3] ; n-Eicosane [CAS:112-95-8] ; n-Docosane [CAS:629-97-0] ; n-Tetracosane [CAS:646-31-1] ; n-Hexacosane [CAS:630-01-3] ; n-Octacosane [CAS:630-02-4] in Dichloromethane / n-Hexane (1/1) | 1 | ml | 24 | Hydrocarbon | Miscellaneous Standards | Yes
F890071 | Carbon Number Distribution Marker - 9 components; 2000ug/ml each of n-Hexane [CAS:110-54-3] ; n-Heptane [CAS:142-82-5] ; n-Octane [CAS:111-65-9] ; n-Decane [CAS:124-18-5] ; n-Dodecane [CAS:112-40-3] ; n-Hexadecane [CAS:544-76-3] ; n-Heneicosane [CAS:629-94-7] ; n-Octacosane [CAS:630-02-4] ; n-Pentatriacontane [CAS:630-07-9] in n-Pentane | 1 | ml | 24 | Hydrocarbon
F890221 | Alkanes-Mix - 17 components; 100ug/ml each of n-Octane (C8) [CAS:111-65-9] ; n-Decane (C10) [CAS:124-18-5] ; n-Dodecane (C12) [CAS:112-40-3] ; n-Tetradecane (C14) [CAS:629-59-4] ; n-Hexadecane (C16) [CAS:544-76-3] ; n-Octadecane (C18) [CAS:593-45-3] ; n-Eicosane (C20) [CAS:112-95-8] ; n-Docosane (C22) [CAS:629-97-0] ; n-Tetracosane (C24) [CAS:646-31-1] ; n-Hexacosane (C26) [CAS:630-01-3] ; n-Octacosane (C28) [CAS:630-02-4] ; n-Triacontane (C30) [CAS:638-68-6] ; n-Dotriacontane (C32) [CAS:544-85-4] ; n-Tetratriacontane (C34) [CAS:14167-59-0] ; n-Hexatriacontane (C36) [CAS:630-06-8] ; n-Octatriacontane (C38) [CAS:7194-85-6] ; n-Tetracontane (C40) [CAS:4181-95-7] in Toluene | 1 | ml | 24 | Hydrocarbon | Miscellaneous Standards | Yes
F890301 | Alkanes-Mix - 26 components; 500ug/ml each of n-Decane (C10) [CAS:124-18-5] ; n-Undecane (C11) [CAS:1120-21-4] ; n-Dodecane (C12) [CAS:112-40-3] ; n-Tridecane (C13) [CAS:629-50-5] ; n-Tetradecane (C14) [CAS:629-59-4] ; n-Pentadecane (C15) [CAS:629-62-9] ; n-Hexadecane (C16) [CAS:544-76-3] ; n-Heptadecane (C17) [CAS:629-78-7] ; n-Octadecane (C18) [CAS:593-45-3] ; n-Nonadecane (C19) [CAS:629-92-5] ; n-Eicosane (C20) [CAS:112-95-8] ; n-Heneicosane (C21) [CAS:629-94-7] ; n-Docosane (C22) [CAS:629-97-0] ; n-Tricosane (C23) [CAS:638-67-5] ; n-Tetracosane (C24) [CAS:646-31-1] ; n-Pentacosane (C25) [CAS:629-99-2] ; n-Hexacosane (C26) [CAS:630-01-3] ; n-Heptacosane (C27) [CAS:593-49-7] ; n-Octacosane (C28) [CAS:630-02-4] ; n-Nonacosane (C29) [CAS:630-03-5] ; n-Triacontane (C30) [CAS:638-68-6] ; n-Hentriacontane (C31) [CAS:630-04-6] ; n-Dotriacontane (C32) [CAS:544-85-4] ; n-Tritriacontane (C33) [CAS:630-05-7] ; n-Tetratriacontane (C34) [CAS:14167-59-0] ; n-Pentatriacontane (C35) [CAS:630-07-9] in Toluene | 1 | ml | 24 | Hydrocarbon | Miscellaneous Standards | Yes
F867521 | Polynuclear Aromatic Hydrocarbons Mixture 1 - 7 components; Acenaphthene [CAS:83-32-9] 100ug/ml ; Anthracene [CAS:120-12-7] 100ug/ml ; Benzo(k)fluoranthene [CAS:207-08-9] 5ug/ml ; Chrysene [CAS:218-01-9] 10ug/ml ; Indeno(1,2,3-c,d)pyrene [CAS:193-39-5] 10ug/ml ; Naphthalene [CAS:91-20-3] 100ug/ml ; Pyrene [CAS:129-00-0] 10ug/ml in Acetonitrile | 1 | ml | 24 | PAH's | Miscellaneous Standards | Yes
F112181 | PAH Standard Solution 6 components 6 el.;Fluoranthene 1mg/ml; Benzo(b)fluoranthene 1mg/ml; Benzo(k)fluoranthene 1mg/ml; benzo(a)pyrene 1mg/ml; Benzo(g,h,i)perylene 1mg/ml; Indeno(1,2,3-c,d)pyrene 1mg/ml; Acetonitrile 1part; | 1 | ml | 24 | PAH's | Miscellaneous Standards | Yes
F112191 | PAH Standard Solution 6 components 100ug/ml each of Benzo(b)fluoranthene [CAS:205-99-2] ; Benzo(k)fluoranthene [CAS:207-08-9] ; Benzo(g,h,i)perylene [CAS:191-24-2] ; Benzo(a)pyrene [CAS:50-32-8] ; Indeno(1,2,3-c,d)pyrene [CAS:193-39-5] ; Fluoranthene [CAS:206-44-0] in Acetonitrile | 1 | ml | 24 | PAH's
F112201 | PAH Standard Solution 18 components 18 el.;Anthracene 100mg/l; Pyrene 100mg/l; Benzo(g,h,i)perylene 100mg/l; Indeno(1,2,3-c,d)pyrene 100mg/l; Benzo(b)fluoranthene 100mg/l; Fluoranthene 100mg/l; Benzo(k)fluoranthene 100mg/l; Acenaphthylene 100mg/l; Chrysene 100mg/l; 2-Methyl-Fluoranthene 100mg/l; Benzo(a)pyrene 100mg/l; Dibenzo(a,h)anthracene 100mg/l; Benzo(a)anthracene 100mg/l; Acenaphthene 100mg/l; Phenanthrene 100mg/l; Fluorene 100mg/l; Naphthalene 100mg/l; 2-Methylnaphthalene 100mg/l; Methanol 1part; | 1 | ml | 24 | PAH's | Miscellaneous Standards | Yes
F112451 | PAH Standard Solution 16 components 10ug/ml each of Naphthalene [CAS:91-20-3] ; Acenaphthylene [CAS:208-96-8] ; Acenaphthene [CAS:83-32-9] ; Fluorene [CAS:86-73-7] ; Phenanthrene [CAS:85-01-8] ; Anthracene [CAS:120-12-7] ; Fluoranthene [CAS:206-44-0] ; Pyrene [CAS:129-00-0] ; Benzo(a)anthracene [CAS:56-55-3] ; Chrysene [CAS:218-01-9] ; Benzo(b)fluoranthene [CAS:205-99-2] ; Benzo(k)fluoranthene [CAS:207-08-9] ; Benzo(a)pyrene [CAS:50-32-8] ; Dibenzo(a,c)anthracene [CAS:215-58-7] ; Benzo(g,h,i)perylene [CAS:191-24-2] ; Indeno(1,2,3-c,d)pyrene [CAS:193-39-5] in Cyclohexane | 5 | ml | 24 | PAH's | Miscellaneous Standards | Yes
F112461 | PAH Standard Solution 16 components 10ug/ml each of Naphthalene [CAS:91-20-3] ; Acenaphthylene [CAS:208-96-8] ; Acenaphthene [CAS:83-32-9] ; Fluorene [CAS:86-73-7] ; Phenanthrene [CAS:85-01-8] ; Anthracene [CAS:120-12-7] ; Fluoranthene [CAS:206-44-0] ; Pyrene [CAS:129-00-0] ; Benzo(a)anthracene [CAS:56-55-3] ; Chrysene [CAS:218-01-9] ; Benzo(b)fluoranthene [CAS:205-99-2] ; Benzo(k)fluoranthene [CAS:207-08-9] ; Benzo(a)pyrene [CAS:50-32-8] ; Dibenzo(a,c)anthracene [CAS:215-58-7] ; Benzo(g,h,i)perylene [CAS:191-24-2] ; Indeno(1,2,3-c,d)pyrene [CAS:193-39-5] in Acetonitrile | 5 | ml | 24 | PAH's | Miscellaneous Standards
F112471 | PAH Standard Solution 7 components 10ug/ml each of Benzo(a)anthracene [CAS:56-55-3] ; Benzo(b)fluoranthene [CAS:205-99-2] ; Benzo(j)fluoranthene [CAS:205-82-3] ; Benzo(k)fluoranthene [CAS:207-08-9] ; Indeno(1,2,3-c,d)pyrene [CAS:193-39-5] ; Dibenzo(a,h)anthracene [CAS:53-70-3] ; Benzo(a)pyrene [CAS:50-32-8] in Toluene | 1 | ml | 24 | PAH's | Miscellaneous Standards | Yes
F112481 | PAH Standard Solution 4 components 100ug/ml each of Benzo(g,h,i)perylene D12 [CAS:93951-66-7] ; Benzo(a)pyrene D12 [CAS:63466-71-7] ; Naphthalene D8 [CAS:1146-65-2] ; Fluoranthene D10 [CAS:93951-69-0] in Acetonitrile | 1 | ml | 24 | PAH's | Miscellaneous Standards | Yes
F112491 | PAH Standard Solution 16 components 100mg/l each of Acenaphthene D10 [CAS:15067-26-2] ; Acenaphthylene D8 [CAS:93951-97-4] ; Anthracene D10 [CAS:1719-06-8] ; Benzo(a)anthracene D12 [CAS:1718-53-2] ; Benzo(b)Fluoranthene D12 [CAS:93951-98-5] ; Benzo(k)Fluoranthene D12 [CAS:93952-01-3] ; Benzo(g,h,i)perylene D12 [CAS:93951-66-7] ; Benzo(a)pyrene D12 [CAS:63466-71-7] ; Chrysene D12 [CAS:1719-03-5] ; Dibenz(a,h)anthracene D14 [CAS:13250-98-1] ; Fluoranthene D10 [CAS:93951-69-0] ; Fluorene D10 [CAS:81103-79-9] ; Indeno(1,2,3-c,d)pyrene D12 [CAS:203578-33-0] ; Naphthalene D8 [CAS:1146-65-2] ; Phenanthrene D10 [CAS:1517-22-2] ; Pyrene D10 [CAS:1718-52-1] in Cyclohexane | 1 | ml | 24 | PAH's
F112491D | 16 components; 10mg/l each of Acenaphthene D10 [CAS:15067-26-2] ; Acenaphthylene D8 [CAS:93951-97-4] ; Anthracene D10 [CAS:1719-06-8] ; Benzo(a)anthracene D12 [CAS:1718-53-2] ; Benzo(b)Fluoranthene D12 [CAS:93951-98-5] ; Benzo(k)Fluoranthene D12 [CAS:93952-01-3] ; Benzo(g,h,i)perylene D12 [CAS:93951-66-7] ; Benzo(a)pyrene D12 [CAS:63466-71-7] ; Chrysene D12 [CAS:1719-03-5] ; Dibenzo(a,h)anthracene D14 [CAS:13250-98-1] ; Fluoranthene D10 [CAS:93951-69-0] ; Fluorene D10 [CAS:81103-79-9] ; Indeno(1,2,3-c,d)pyrene D12 [CAS:203578-33-0] ; Naphthalene D8 [CAS:1146-65-2] ; Phenanthrene D10 [CAS:1517-22-2] ; Pyrene D10 [CAS:1718-52-1] in Cyclohexane Storage conditions: Stored under normal laboratory conditions | 10 | ml | 24 | PAH's | Miscellaneous Standards | Yes
F117531 | PAH Standard Solution 16 components Acenaphthene [CAS:83-32-9] 100ug/ml ; Acenaphthylene [CAS:208-96-8] 100ug/ml ; Anthracene [CAS:120-12-7] 100ug/ml ; Benzo(a)anthracene [CAS:56-55-3] 10ug/ml ; Benzo(b)fluoranthene [CAS:205-99-2] 10ug/ml ; Benzo(k)fluoranthene [CAS:207-08-9] 5ug/ml ; Benzo(g,h,i)perylene [CAS:191-24-2] 10ug/ml ; Benzo(a)pyrene [CAS:50-32-8] 10ug/ml ; Chrysene [CAS:218-01-9] 10ug/ml ; Dibenzo(a,h)anthracene [CAS:53-70-3] 10ug/ml ; Fluoranthene [CAS:206-44-0] 10ug/ml ; Fluorene [CAS:86-73-7] 100ug/ml ; Indeno(1,2,3-c,d)pyrene [CAS:193-39-5] 10ug/ml ; Naphthalene [CAS:91-20-3] 100ug/ml ; Phenanthrene [CAS:85-01-8] 100ug/ml ; Pyrene [CAS:129-00-0] 10ug/ml in Acetonitrile | 1 | ml | 24 | PAH's | Miscellaneous Standards | Yes
F128611 | PAH Standard Solution - 16 components; 2000mg/l each of Acenaphthene [CAS:83-32-9] ; Acenaphthylene [CAS:208-96-8] ; Anthracene [CAS:120-12-7] ; Benzo(a)anthracene [CAS:56-55-3] ; Benzo(a)pyrene [CAS:50-32-8] ; Benzo(b)fluoranthene [CAS:205-99-2] ; Benzo(g,h,i)perylene [CAS:191-24-2] ; Benzo(k)fluoranthene [CAS:207-08-9] ; Chrysene [CAS:218-01-9] ; Dibenzo(a,h)anthracene [CAS:53-70-3] ; Fluoranthene [CAS:206-44-0] ; Fluorene [CAS:86-73-7] ; Indeno(1,2,3-c,d)pyrene [CAS:193-39-5] ; Naphthalene [CAS:91-20-3] ; Phenanthrene [CAS:85-01-8] ; Pyrene [CAS:129-00-0] in Acetonitrile | 1 | ml | 24 | PAH's | Miscellaneous Standards | Yes
F868411 | PAH Mixture - 13 components; 100ug/ml each of Acenaphthylene [CAS:208-96-8] ; Anthracene [CAS:120-12-7] ; Benzo(a)anthracene [CAS:56-55-3] ; Benzo(b)fluoranthene [CAS:205-99-2] ; Benzo(k)fluoranthene [CAS:207-08-9] ; Benzo(g,h,i)perylene [CAS:191-24-2] ; Benzo(a)pyrene [CAS:50-32-8] ; Chrysene [CAS:218-01-9] ; Dibenzo(a,h)anthracene [CAS:53-70-3] ; Fluorene [CAS:86-73-7] ; Indeno(1,2,3-c,d)pyrene [CAS:193-39-5] ; Phenanthrene [CAS:85-01-8] ; Pyrene [CAS:129-00-0] in Acetone | 1 | ml | 24 | PAH's | Miscellaneous Standards | Yes
F868431 | PAH Additions to Method 610 - 24 components; Acenaphthene [CAS:83-32-9] 100ug/ml ; Acenaphthylene [CAS:208-96-8] 100ug/ml ; Anthracene [CAS:120-12-7] 100ug/ml ; Benzo(a)anthracene [CAS:56-55-3] 10ug/ml ; Benzo(b)fluoranthene [CAS:205-99-2] 10ug/ml ; Benzo(j)fluoranthene [CAS:205-82-3] 10ug/ml ; Benzo(k)fluoranthene [CAS:207-08-9] 5ug/ml ; Benzo(g,h,i)perylene [CAS:191-24-2] 10ug/ml ; Benzo(a)pyrene [CAS:50-32-8] 10ug/ml ; Chrysene [CAS:218-01-9] 10ug/ml ; Dibenz(a,h)acridine [CAS:226-36-8] 10ug/ml ; Dibenz(a,j)acridine [CAS:224-42-0] 10ug/ml ; Dibenzo(a,h)anthracene [CAS:53-70-3] 10ug/ml ; 7-H-Dibenzo(c,g)carbazole [CAS:194-59-2] 10ug/ml ; Dibenzo(a,e)pyrene [CAS:192-65-4] 10ug/ml ; Dibenzo(a,h)pyrene [CAS:189-64-0] 10ug/ml ; Dibenzo(a,i)pyrene [CAS:189-55-9] 10ug/ml ; Fluoranthene [CAS:206-44-0] 10ug/ml ; Fluorene [CAS:86-73-7] 100ug/ml ; Indeno(1,2,3-c,d)pyrene [CAS:193-39-5] 10ug/ml ; 3-Methylcholanthrene [CAS:56-49-5] 10ug/ml ; Naphthalene [CAS:91-20-3] 100ug/ml ; Phenanthrene [CAS:85-01-8] 100ug/ml ; Pyrene [CAS:129-00-0] 10ug/ml in Acetonitrile | 1 | ml | 24 | PAH's | Miscellaneous Standards
F869431 | Proposed DEP(MA) - PAH Mix 17 components; 1000ug/ml each of Acenaphthene [CAS:83-32-9] ; Acenaphthylene [CAS:208-96-8] ; Anthracene [CAS:120-12-7] ; Benzo(a)anthracene [CAS:56-55-3] ; Benzo(a)pyrene [CAS:50-32-8] ; Benzo(b)fluoranthene [CAS:205-99-2] ; Benzo(g,h,i)perylene [CAS:191-24-2] ; Benzo(k)fluoranthene [CAS:207-08-9] ; Chrysene [CAS:218-01-9] ; Dibenzo(a,h)anthracene [CAS:53-70-3] ; Fluoranthene [CAS:206-44-0] ; Fluorene [CAS:86-73-7] ; Indeno(1,2,3-c,d)pyrene [CAS:193-39-5] ; 2-Methylnaphthalene [CAS:91-57-6] ; Naphthalene [CAS:91-20-3] ; Phenanthrene [CAS:85-01-8] ; Pyrene [CAS:129-00-0] in Dichloromethane | 1 | ml | 24 | PAH's | Miscellaneous Standards | Yes
F871831 | PAH Mixture - 17 components; 2000ug/ml each of Acenaphthene [CAS:83-32-9] ; Acenaphthylene [CAS:208-96-8] ; Anthracene [CAS:120-12-7] ; Benzo(a)anthracene [CAS:56-55-3] ; Benzo(b)fluoranthene [CAS:205-99-2] ; Benzo(k)fluoranthene [CAS:207-08-9] ; Benzo(g,h,i)perylene [CAS:191-24-2] ; Benzo(a)pyrene [CAS:50-32-8] ; Carbazole [CAS:86-74-8] ; Chrysene [CAS:218-01-9] ; Dibenzo(a,h)anthracene [CAS:53-70-3] ; Fluoranthene [CAS:206-44-0] ; Fluorene [CAS:86-73-7] ; Indeno(1,2,3-c,d)pyrene [CAS:193-39-5] ; Naphthalene [CAS:91-20-3] ; Phenanthrene [CAS:85-01-8] ; Pyrene [CAS:129-00-0] in Dichloromethane / Benzene (1/1) | 1 | ml | 24 | PAH's | Miscellaneous Standards | Yes
F872131 | PAH Mixture 22 components; 200ug/ml each of Naphthalene [CAS:91-20-3] ; Acenaphthylene [CAS:208-96-8] ; Acenaphthene [CAS:83-32-9] ; Fluorene [CAS:86-73-7] ; Phenanthrene [CAS:85-01-8] ; Anthracene [CAS:120-12-7] ; Fluoranthene [CAS:206-44-0] ; Pyrene [CAS:129-00-0] ; Benzo(a)anthracene [CAS:56-55-3] ; Chrysene [CAS:218-01-9] ; Benzo(b)fluoranthene [CAS:205-99-2] ; Benzo(k)fluoranthene [CAS:207-08-9] ; Benzo(a)pyrene [CAS:50-32-8] ; Benzo(e)pyrene [CAS:192-97-2] ; Perylene [CAS:198-55-0] ; Indeno(1,2,3-c,d)pyrene [CAS:193-39-5] ; Benzo(g,h,i)perylene [CAS:191-24-2] ; Dibenzo(a,h)anthracene [CAS:53-70-3] ; Dibenzo(a,i)pyrene [CAS:189-55-9] ; Dibenzo(a,l)pyrene [CAS:191-30-0] ; Dibenzo(a,e)pyrene [CAS:192-65-4] ; Dibenzo(a,h)pyrene [CAS:189-64-0] in Dichloromethane | 1 | ml | 24 | PAH's | Miscellaneous Standards
F872141 | Deuterated PAH Mixture 3 components; 200ug/ml each of Acenaphthylene D8 [CAS:93951-97-4] ; Chrysene D12 [CAS:1719-03-5] ; Indeno(1,2,3-c,d)pyrene D12 [CAS:203578-33-0] in Dichloromethane | 1 | ml | 24 | PAH's | Miscellaneous Standards | Yes
F872151 | Deuterated PAH Mixture - 7 components; 200ug/ml each of Acenaphthene D10 [CAS:15067-26-2] ; Benzo(a)anthracene D12 [CAS:1718-53-2] ; Benzo(a)pyrene D12 [CAS:63466-71-7] ; Dibenzo(a,h)anthracene D14 [CAS:13250-98-1] ; Dibenzo(a,i)pyrene-d14 [CAS:158776-07-9] ; Fluoranthene D10 [CAS:93951-69-0] ; Phenanthrene D10 [CAS:1517-22-2] in Dichloromethane | 1 | ml | 24 | PAH's | Miscellaneous Standards | Yes
F872181 | PAH Calibration Mixture 16 components; Acenaphthene [CAS:83-32-9] 20ug/ml ; Acenaphthylene [CAS:208-96-8] 15ug/ml ; Anthracene [CAS:120-12-7] 0.8ug/ml ; Benzo(a)anthracene [CAS:56-55-3] 4ug/ml ; Benzo(a)pyrene [CAS:50-32-8] 5ug/ml ; Benzo(b)fluoranthene [CAS:205-99-2] 4ug/ml ; Benzo(g,h,i)perylene [CAS:191-24-2] 3.5ug/ml ; Benzo(k)fluoranthene [CAS:207-08-9] 4.5ug/ml ; Chrysene [CAS:218-01-9] 3.5ug/ml ; Dibenzo(a,h)anthracene [CAS:53-70-3] 3.5ug/ml ; Fluoranthene [CAS:206-44-0] 8ug/ml ; Fluorene [CAS:86-73-7] 5ug/ml ; Indeno(1,2,3-c,d)pyrene [CAS:193-39-5] 4.5ug/ml ; Naphthalene [CAS:91-20-3] 20ug/ml ; Phenanthrene [CAS:85-01-8] 3.5ug/ml ; Pyrene [CAS:129-00-0] 8.5ug/ml in Acetonitrile | 1 | ml | 24 | PAH's
F890251 | PAH-Mix - 15 components; 10ug/ml each of Benzo(a)anthracene [CAS:56-55-3] ; Benzo(b)fluoranthene [CAS:205-99-2] ; Benzo(j)fluoranthene [CAS:205-82-3] ; Benzo(k)fluoranthene [CAS:207-08-9] ; Benzo(g,h,i)perylene [CAS:191-24-2] ; Benzo(a)pyrene [CAS:50-32-8] ; Chrysene [CAS:218-01-9] ; Cyclopenta(c,d)pyrene [CAS:27208-37-3] ; Dibenzo(a,h)anthracene [CAS:53-70-3] ; Dibenzo(a,e)pyrene [CAS:192-65-4] ; Dibenzo(a,h)pyrene [CAS:189-64-0] ; Dibenzo(a,i)pyrene [CAS:189-55-9] ; Dibenzo(a,l)pyrene [CAS:191-30-0] ; Indeno(1,2,3-c,d)pyrene [CAS:193-39-5] ; 5-Methylchrysene [CAS:3697-24-3] in Acetonitrile | 1 | ml | 24 | PAH's | Miscellaneous Standards | Yes
F890261 | PAH-Mix - 6 components; Benzo(b)fluoranthene [CAS:205-99-2] 20ug/ml ; Benzo(k)fluoranthene [CAS:207-08-9] 20ug/ml ; Benzo(g,h,i)perylene [CAS:191-24-2] 20ug/ml ; Benzo(a)pyrene [CAS:50-32-8] 20ug/ml ; Fluoranthene [CAS:206-44-0] 50ug/ml ; Indeno(1,2,3-c,d)pyrene [CAS:193-39-5] 40ug/ml in Acetonitrile | 10 | ml | 24 | PAH's | Miscellaneous Standards | Yes
FM487894 | 5 components; 1000ug/ml each of Acenaphthene D10 [CAS:15067-26-2] ; Chrysene D12 [CAS:1719-03-5] ; Naphthalene D8 [CAS:1146-65-2] ; Perylene D12 [CAS:1520-96-3] ; Phenanthrene D10 [CAS:1517-22-2] in Toluene Storage conditions: Stored under normal laboratory conditions | 1 | ml | 24 | PAH's | Miscellaneous Standards | Yes
F112651 | PCBs Standard Solution 8 components 1ug/ml each of PCB 194 [CAS:35694-08-7] ; PCB 180 [CAS:35065-29-3] ; PCB 153 [CAS:35065-27-1] ; PCB 138 [CAS:35065-28-2] ; PCB 118 [CAS:31508-00-6] ; PCB 101 [CAS:37680-73-2] ; PCB 52 [CAS:35693-99-3] ; PCB 28 [CAS:7012-37-5] in n-Hexane | 5 | ml | 24 | PCB's | Miscellaneous Standards | Yes
F112661 | PCBs Standard Solution 8 components 100ug/ml each of PCB 28 [CAS:7012-37-5] ; PCB 52 [CAS:35693-99-3] ; PCB 101 [CAS:37680-73-2] ; PCB 118 [CAS:31508-00-6] ; PCB 138 [CAS:35065-28-2] ; PCB 153 [CAS:35065-27-1] ; PCB 180 [CAS:35065-29-3] ; PCB 194 [CAS:35694-08-7] in n-Hexane | 1 | ml | 24 | PCB's
F127871 | PCBs Standard Solution 12 components 10ug/ml each of PCB 77 [CAS:32598-13-3] ; PCB 81 [CAS:70362-50-4] ; PCB 105 [CAS:32598-14-4] ; PCB 114 [CAS:74472-37-0] ; PCB 118 [CAS:31508-00-6] ; PCB 123 [CAS:65510-44-3] ; PCB 126 [CAS:57465-28-8] ; PCB 156 [CAS:38380-08-4] ; PCB 157 [CAS:69782-90-7] ; PCB 167 [CAS:52663-72-6] ; PCB 169 [CAS:32774-16-6] ; PCB 189 [CAS:39635-31-9] in Iso-octane | 1 | ml | 24 | PCB's | Miscellaneous Standards | Yes
F127881 | ISS PCB Mixture 18 components; 10ug/ml each of PCB 28 (2,4,4'-Trichlorobiphenyl) [CAS:7012-37-5] ; PCB 52 (2,2',5,5'-Tetrachlorobiphenyl) [CAS:35693-99-3] ; PCB 95 (2,2',3,5',6-Pentachlorobiphenyl) [CAS:38379-99-6] ; PCB 99 (2,2',4,4',5-Pentachlorobipheny) [CAS:38380-01-7] ; PCB 101 (2,2',4,5,5'-Pentachlorobiphenyl) [CAS:37680-73-2] ; PCB 105 (2,3,3',4,4'-Pentachlorobiphenyl) [CAS:32598-14-4] ; PCB 110 (2,3,3',4',6-Pentachlorobiphenyl) [CAS:38380-03-9] ; PCB 118 (2,3',4,4',5-Pentachlorobiphenyl) [CAS:31508-00-6] ; PCB 138 (2,2',3,4,4',5'-Hexachlorobiphenyl) [CAS:35065-28-2] ; PCB 146 (2,2',3,4',5,5'-Hexachlorobiphenyl) [CAS:51908-16-8] ; PCB 149 (2,2',3,4',5',6-Hexachlorobiphenyl) [CAS:38380-04-0] ; PCB 151 (2,2',3,5,5',6-Hexachlorobiphenyl) [CAS:52663-63-5] ; PCB 153 (2,2',4,4',5,5'-Hexachlorobiphenyl) [CAS:35065-27-1] ; PCB 170 (2,2',3,3',4,4',5-Heptachlorobipheny) [CAS:35065-30-6] ; PCB 177 (2,2',3,3',4',5,6-Heptachlorobipheny) [CAS:52663-70-4] ; PCB 180 (2,2',3,4,4',5,5'-Heptachlorobipheny) [CAS:35065-29-3] ; PCB 183 (2,2',3,4,4',5',6-Heptachlorobipheny) [CAS:52663-69-1] ; PCB 187 (2,2',3,4',5,5',6-Heptachlorobipheny) [CAS:52663-68-0] in Iso-octane | 1 | ml | 24 | PCB's | Miscellaneous Standards | Yes
F127891 | WHO/ISS PCB Mixture 32 components; 10ug/ml each of PCB 18 (2,2',5-Trichlorobiphenyl) [CAS:37680-65-2] ; PCB 28 (2,4,4'-Trichlorobiphenyl) [CAS:7012-37-5] ; PCB 31 (2,4',5-Trichlorobiphenyl) [CAS:16606-02-3] ; PCB 44 (2,2',3,5'-Tetrachlorobiphenyl) [CAS:41464-39-5] ; PCB 52 (2,2',5,5'-Tetrachlorobiphenyl) [CAS:35693-99-3] ; PCB 77 (3,3',4,4'-Tetrachlorobiphenyl) [CAS:32598-13-3] ; PCB 81 (3,4,4',5-Tetrachlorobiphenyl) [CAS:70362-50-4] ; PCB 95 (2,2',3,5',6-Pentachlorobiphenyl) [CAS:38379-99-6] ; PCB 99 (2,2',4,4',5-Pentachlorobipheny) [CAS:38380-01-7] ; PCB 101 (2,2',4,5,5'-Pentachlorobiphenyl) [CAS:37680-73-2] ; PCB 105 (2,3,3',4,4'-Pentachlorobiphenyl) [CAS:32598-14-4] ; PCB 110 (2,3,3',4',6-Pentachlorobiphenyl) [CAS:38380-03-9] ; PCB 114 (2,3,4,4',5-Pentachlorobiphenyl) [CAS:74472-37-0] ; PCB 118 (2,3',4,4',5-Pentachlorobiphenyl) [CAS:31508-00-6] ; PCB 123 (2',3,4,4',5-Pentachlorobiphenyl) [CAS:65510-44-3] ; PCB 126 (3,3'4,4',5-Pentachlorobiphenyl) [CAS:57465-28-8] ; PCB 128 (2,2',3,3',4,4'-Hexachlorobiphenyl) [CAS:38380-07-3] ; PCB 138 (2,2',3,4,4',5'-Hexachlorobiphenyl) [CAS:35065-28-2] ; PCB 146 (2,2',3,4',5,5'-Hexachlorobiphenyl) [CAS:51908-16-8] ; PCB 149 (2,2',3,4',5',6-Hexachlorobiphenyl) [CAS:38380-04-0] ; PCB 151 (2,2',3,5,5',6-Hexachlorobiphenyl) [CAS:52663-63-5] ; PCB 153 (2,2',4,4',5,5'-Hexachlorobiphenyl) [CAS:35065-27-1] ; PCB 156 (2,3,3',4,4',5-Hexachlorobiphenyl) [CAS:38380-08-4] ; PCB 157 (2,3,3',4,4',5'-Hexachlorobiphenyl) [CAS:69782-90-7] ; PCB 167 (2,3',4,4',5,5'-Hexachlorobiphenyl) [CAS:52663-72-6] ; PCB 169 (3,3',4,4',5,5'-Hexachlorobiphenyl) [CAS:32774-16-6] ; PCB 170 (2,2',3,3',4,4',5-Heptachlorobipheny) [CAS:35065-30-6] ; PCB 177 (2,2',3,3',4',5,6-Heptachlorobipheny) [CAS:52663-70-4] ; PCB 180 (2,2',3,4,4',5,5'-Heptachlorobipheny) [CAS:35065-29-3] ; PCB 183 (2,2',3,4,4',5',6-Heptachlorobipheny) [CAS:52663-69-1] ; PCB 187 (2,2',3,4',5,5',6-Heptachlorobipheny) [CAS:52663-68-0] ; PCB 189 (2,3,3',4,4',5,5'-Heptachlorobipheny) [CAS:39635-31-9] in Iso-octane | 1 | ml | 24 | PCB's | Miscellaneous Standards | Yes
F128561.1 | PCBs Standard Solution 6 components 10ug/ml each of PCB 28 [CAS:7012-37-5] ; PCB 52 [CAS:35693-99-3] ; PCB 101 [CAS:37680-73-2] ; PCB 138 [CAS:35065-28-2] ; PCB 153 [CAS:35065-27-1] ; PCB 180 [CAS:35065-29-3] in Iso-octane | 1 | ml | 24 | PCB's | Miscellaneous Standards | Yes
F128571.1 | PCBs Standard Solution 7 components 10ug/ml each of PCB 28 [CAS:7012-37-5] ; PCB 52 [CAS:35693-99-3] ; PCB 101 [CAS:37680-73-2] ; PCB 138 [CAS:35065-28-2] ; PCB 153 [CAS:35065-27-1] ; PCB 180 [CAS:35065-29-3] ; PCB 209 [CAS:2051-24-3] in Iso-octane | 1 | ml | 24 | PCB's | Miscellaneous Standards | Yes
F488514 | 8 components; 10ug/ml each of PCB 28 [CAS:7012-37-5] ; PCB 31 [CAS:16606-02-3] ; PCB 52 [CAS:35693-99-3] ; PCB 101 [CAS:37680-73-2] ; PCB 118 [CAS:31508-00-6] ; PCB 138 [CAS:35065-28-2] ; PCB 153 [CAS:35065-27-1] ; PCB 180 [CAS:35065-29-3] in Cyclohexane Storage conditions: Stored under normal laboratory conditions | 10 | ml | 24 | PCB's
F488514I | 8 components; 10mg/l each of PCB 28 [CAS:7012-37-5] ; PCB 52 [CAS:35693-99-3] ; PCB 31 [CAS:16606-02-3] ; PCB 101 [CAS:37680-73-2] ; PCB 118 [CAS:31508-00-6] ; PCB 138 [CAS:35065-28-2] ; PCB 153 [CAS:35065-27-1] ; PCB 180 [CAS:35065-29-3] in Iso-octane Storage conditions: Stored under normal laboratory conditions | 10 | ml | 24 | PCB's | Miscellaneous Standards | Yes
F872191 | PCB Calibration mixture (acc. Guideline for Waste Fuels 2007/0697/A) 7 components; 10ug/ml each of PCB 28 [CAS:7012-37-5] ; PCB 52 (2,2',5,5'-Tetrachlorobiphenyl) [CAS:35693-99-3] ; PCB 101 (2,2',4,5,5'-Pentachlorobiphenyl) [CAS:37680-73-2] ; PCB 118 (2,3',4,4',5-Pentachlorobiphenyl) [CAS:31508-00-6] ; PCB 138 (2,2',3,4,4',5'-Hexachlorobiphenyl) [CAS:35065-28-2] ; PCB 153 (2,2',4,4',5,5'-Hexachlorobiphenyl) [CAS:35065-27-1] ; PCB 180 (2,2',3,4,4',5,5'-Heptachlorobipheny) [CAS:35065-29-3] in Iso-octane | 1 | ml | 24 | PCB's | Miscellaneous Standards | Yes
F872191.10 | PCB Calibration mixture (acc. Guideline for Waste Fuels 2007/0697/A) 7 components; 10ug/ml each of PCB 28 [CAS:7012-37-5] ; PCB 52 (2,2',5,5'-Tetrachlorobiphenyl) [CAS:35693-99-3] ; PCB 101 (2,2',4,5,5'-Pentachlorobiphenyl) [CAS:37680-73-2] ; PCB 118 (2,3',4,4',5-Pentachlorobiphenyl) [CAS:31508-00-6] ; PCB 138 (2,2',3,4,4',5'-Hexachlorobiphenyl) [CAS:35065-28-2] ; PCB 153 (2,2',4,4',5,5'-Hexachlorobiphenyl) [CAS:35065-27-1] ; PCB 180 (2,2',3,4,4',5,5'-Heptachlorobipheny) [CAS:35065-29-3] in Iso-octane | 10 | ml | 24 | PCB's | Miscellaneous Standards | Yes
F890151 | PCB-Mix: 14 components; 10ug/ml each of PCB 28 [CAS:7012-37-5] ; PCB 31 [CAS:16606-02-3] ; PCB 52 [CAS:35693-99-3] ; PCB 77 [CAS:32598-13-3] ; PCB 101 [CAS:37680-73-2] ; PCB 105 [CAS:32598-14-4] ; PCB 118 [CAS:31508-00-6] ; PCB 126 [CAS:57465-28-8] ; PCB 128 [CAS:38380-07-3] ; PCB 138 [CAS:35065-28-2] ; PCB 153 [CAS:35065-27-1] ; PCB 156 [CAS:38380-08-4] ; PCB 169 [CAS:32774-16-6] ; PCB 170 [CAS:35065-30-6] in Iso-octane | 1 | ml | 24 | PCB's | Miscellaneous Standards | Yes
F127591 | NCC / OPP Standard Solution 21 components 100ug/ml each of Atrazine-desethyl [CAS:6190-65-4] ; Propazine [CAS:139-40-2] ; Atrazine [CAS:1912-24-9] ; Simazine [CAS:122-34-9] ; Terbuthylazine [CAS:5915-41-3] ; Acetochlor [CAS:34256-82-1] ; Alachlor [CAS:15972-60-8] ; Prometryn [CAS:7287-19-6] ; Metolachlor [CAS:51218-45-2] ; Cyanazine [CAS:21725-46-2] ; Metazachlor [CAS:67129-08-2] ; Hexazinone [CAS:51235-04-2] ; Terbutryn [CAS:886-50-0] ; Desmetryn [CAS:1014-69-3] ; Diazinon [CAS:333-41-5] ; Dichlobenil [CAS:1194-65-6] ; Dimethoate [CAS:60-51-5] ; Propachlor [CAS:1918-16-7] ; Chlorfenvinphos [CAS:470-90-6] ; Metamitron [CAS:41394-05-2] ; Lenacil [CAS:2164-08-1] in Acetone | 1 | ml | 24 |  | Miscellaneous Standards | Yes
F127621 | Standard Solution 34 components 500mg/l each of Alachlor [CAS:15972-60-8] ; Endosulfan-alpha [CAS:959-98-8] ; Endosulfan-beta [CAS:33213-65-9] ; Carbofuran [CAS:1563-66-2] ; Deltamethrin [CAS:52918-63-5] ; Terbuthylazine-desethyl [CAS:30125-63-4] ; Terbumeton-desethyl [CAS:30125-64-5] ; Dimethenamid [CAS:87674-68-8] ; Dimethoate [CAS:60-51-5] ; Ethofumesate [CAS:26225-79-6] ; Fenpropimorph [CAS:67564-91-4] ; Flusilazole [CAS:85509-19-9] ; Metazachlor [CAS:67129-08-2] ; Oxadiazon [CAS:19666-30-9] ; Oxadixyl [CAS:77732-09-3] ; Parathion [CAS:56-38-2] ; Parathion-methyl [CAS:298-00-0] ; Pendimethalin [CAS:40487-42-1] ; Prometryn [CAS:7287-19-6] ; Sebuthylazine [CAS:7286-69-3] ; Simazine [CAS:122-34-9] ; Tebutam [CAS:35256-85-0] ; Terbumeton [CAS:33693-04-8] ; Tri-allate [CAS:2303-17-5] ; Trifluralin [CAS:1582-09-8] ; Vinclozolin [CAS:50471-44-8] ; Atrazine [CAS:1912-24-9] ; Atrazine-desethyl [CAS:6190-65-4] ; Terbuthylazine [CAS:5915-41-3] ; Propazine [CAS:139-40-2] ; Cyanazine [CAS:21725-46-2] ; Atrazine-desisopropyl [CAS:1007-28-9] ; Folpet [CAS:133-07-3] ; Metolachlor [CAS:51218-45-2] in Acetone | 1 | ml | 24 | Pesticide Standards | Miscellaneous Standards | Yes
F127651 | NCC Standard Solution 17 components - Atrazine 100mg/l; Atrazine-desethyl 100mg/l; Atrazine-desisopropyl 100mg/l; Chlortoluron 100mg/l; Cyanazine 100mg/l; diuron 100mg/l; Hexazinone 100mg/l; Isoproturon 100mg/l; Linuron 100mg/l; Methabenzthiazuron 100mg/l; Metobromuron 100mg/l; Metoxuron 100mg/l; Monolinuron 100mg/l; Propazine 100mg/l; Sebuthylazine 100mg/l; Simazine 100mg/l; Terbuthylazine 100mg/l; Acetonitrile 1part; | 1 | ml | 24 | Pesticide Standards | Miscellaneous Standards | Yes
F127661 | Standard Solution 54 components 1mg/l each of Azinphos-ethyl [CAS:2642-71-9] ; Azinphos-methyl [CAS:86-50-0] ; Bromuconazole [CAS:116255-48-2] ; Bromophos-ethyl [CAS:4824-78-6] ; Bromophos-methyl [CAS:2104-96-3] ; Captan [CAS:133-06-2] ; Chlorfenvinphos [CAS:470-90-6] ; Chlorothalonil [CAS:1897-45-6] ; Chlorpyrifos [CAS:2921-88-2] ; Chlorpyrifos methyl [CAS:5598-13-0] ; Cypermethrin [CAS:52315-07-8] ; Cyprodinil [CAS:121552-61-2] ; Deltamethrin [CAS:52918-63-5] ; Diazinon [CAS:333-41-5] ; Dichlorvos [CAS:62-73-7] ; Difenoconazole [CAS:119446-68-3] ; Diflufenican [CAS:83164-33-4] ; Dimethoate [CAS:60-51-5] ; Disulfoton [CAS:298-04-4] ; Epoxiconazole [CAS:106325-08-0] ; Esfenvalerate [CAS:66230-04-4] ; Ethion [CAS:563-12-2] ; Ethoprophos [CAS:13194-48-4] ; Fenbuconazole [CAS:114369-43-6] ; Fenitrothion [CAS:122-14-5] ; Fenpropidin [CAS:67306-00-7] ; Fenpropimorph [CAS:67564-91-4] ; Fenthion [CAS:55-38-9] ; Fluquinconazole [CAS:136426-54-5] ; Flurochloridone [CAS:61213-25-0] ; Folpet [CAS:133-07-3] ; Formothion [CAS:2540-82-1] ; Hexaconazole [CAS:79983-71-4] ; lambda-Cyhalothrin [CAS:91465-08-6] ; Malathion [CAS:121-75-5] ; Metazachlor [CAS:67129-08-2] ; Metolachlor [CAS:51218-45-2] ; Oxadiazon [CAS:19666-30-9] ; Paclobutrazol [CAS:76738-62-0] ; Parathion [CAS:56-38-2] ; Parathion-methyl [CAS:298-00-0] ; Procymidone [CAS:32809-16-8] ; Propetamphos [CAS:31218-83-4] ; Propiconazole [CAS:60207-90-1] ; Tebuconazole [CAS:107534-96-3] ; Terbufos [CAS:13071-79-9] ; Triadimefon [CAS:43121-43-3] ; Tri-allate [CAS:2303-17-5] ; Trifluralin [CAS:1582-09-8] ; Etrimfos [CAS:38260-54-7] ; Permethrin [CAS:52645-53-1] ; Metconazole [CAS:125116-23-6] ; Cyproconazole [CAS:113096-99-4] ; Flusilazole [CAS:85509-19-9] in n-Hexane | 10 | ml | 24 | Pesticide Standards | Miscellaneous Standards | Yes
F127671 | Standard Solution 6 components 100mg/l each of Diazinon [CAS:333-41-5] ; Ethion [CAS:563-12-2] ; Malathion [CAS:121-75-5] ; Parathion [CAS:56-38-2] ; Parathion-methyl [CAS:298-00-0] ; Chlorpyrifos [CAS:2921-88-2] in Methanol | 1 | ml | 24 | Pesticide Standards | Miscellaneous Standards | Yes
F127681 | OCs Standard Solution 24 components 20mg/l each of Aldrin [CAS:309-00-2] ; cis-Chlordane [CAS:5103-71-9] ; trans-Chlordane [CAS:5103-74-2] ; 2,4'-DDD [CAS:53-19-0] ; 4,4'-DDD (TDE) [CAS:72-54-8] ; 2,4'-DDE [CAS:3424-82-6] ; 4,4'-DDE [CAS:72-55-9] ; 2,4'-DDT [CAS:789-02-6] ; 4,4'-DDT [CAS:50-29-3] ; Endosulfan-alpha [CAS:959-98-8] ; Endosulfan-beta [CAS:33213-65-9] ; Endosulfan-total (sulfate) [CAS:1031-07-8] ; Endrin [CAS:72-20-8] ; Endrin aldehyde [CAS:7421-93-4] ; Alpha-HCH [CAS:319-84-6] ; Beta-HCH [CAS:319-85-7] ; Gamma-HCH (Lindane) [CAS:58-89-9] ; Delta-HCH [CAS:319-86-8] ; Heptachlor [CAS:76-44-8] ; Heptachlor-endo-epoxide [CAS:28044-83-9] ; Hexachlorobenzene [CAS:118-74-1] ; Vinclozolin [CAS:50471-44-8] ; Dieldrin [CAS:60-57-1] ; Heptachlor-exo-epoxide [CAS:1024-57-3] in Iso-octane | 5 | ml | 12 | Pesticide Standards | Miscellaneous Standards | Yes
F128751 | Organochlorine Pesticide Mixture - 29 components; 100ug/ml each of Alachlor [CAS:15972-60-8] ; Aldrin [CAS:309-00-2] ; cis-Chlordane [CAS:5103-71-9] ; Alpha-HCH [CAS:319-84-6] ; Atrazine [CAS:1912-24-9] ; Beta-HCH [CAS:319-85-7] ; Chlorobenzilate [CAS:510-15-6] ; Chlorothalonil [CAS:1897-45-6] ; Chloroneb [CAS:2675-77-6] ; Chlorthal-dimethyl [CAS:1861-32-1] ; Delta-HCH [CAS:319-86-8] ; 4,4'-DDD (TDE) [CAS:72-54-8] ; 4,4'-DDT [CAS:50-29-3] ; 4,4'-DDE [CAS:72-55-9] ; Dieldrin [CAS:60-57-1] ; Endosulfan-alpha [CAS:959-98-8] ; Endosulfan-beta [CAS:33213-65-9] ; Endosulfan-total (sulfate) [CAS:1031-07-8] ; Endrin [CAS:72-20-8] ; Endrin aldehyde [CAS:7421-93-4] ; Etridiazole [CAS:2593-15-9] ; trans-Chlordane [CAS:5103-74-2] ; Heptachlor [CAS:76-44-8] ; Heptachlor-exo-epoxide [CAS:1024-57-3] ; Gamma-HCH (Lindane) [CAS:58-89-9] ; Methoxychlor (DMTD) [CAS:72-43-5] ; trans-Nonachlor [CAS:39765-80-5] ; Permethrin [CAS:52645-53-1] ; Simazine [CAS:122-34-9] in Acetone | 1 | ml | 12 | Pesticide Standards | Miscellaneous Standards | Yes
F128761 | Semivolatile Pesticide Stock Standard 20 components 2000ug/ml each of Aldrin [CAS:309-00-2] ; cis-Chlordane (alpha-Chlordane) [CAS:5103-71-9] ; trans-Chlordane (Gamma-Chlordane) [CAS:5103-74-2] ; 4,4'-DDD (TDE) [CAS:72-54-8] ; 4,4'-DDE [CAS:72-55-9] ; 4,4'-DDT [CAS:50-29-3] ; Dieldrin [CAS:60-57-1] ; Endosulfan-alpha [CAS:959-98-8] ; Endosulfan-beta [CAS:33213-65-9] ; Endosulfan-total (sulfate) [CAS:1031-07-8] ; Endrin [CAS:72-20-8] ; Endrin aldehyde [CAS:7421-93-4] ; Endrin ketone [CAS:53494-70-5] ; Alpha-HCH [CAS:319-84-6] ; Beta-HCH [CAS:319-85-7] ; Gamma-HCH (Lindane) [CAS:58-89-9] ; Delta-HCH [CAS:319-86-8] ; Heptachlor [CAS:76-44-8] ; Heptachlor-exo-epoxide [CAS:1024-57-3] ; Methoxychlor (DMTD) [CAS:72-43-5] in n-Hexane / Toluene (1/1) | 1 | ml | 12 | Pesticide Standards | Miscellaneous Standards | Yes
F128781 | NCC Standard Solution 8 components 100mg/l each of Atrazine [CAS:1912-24-9] ; Atrazine-desethyl [CAS:6190-65-4] ; Atrazine-desisopropyl [CAS:1007-28-9] ; Cyanazine [CAS:21725-46-2] ; Propazine [CAS:139-40-2] ; Sebuthylazine [CAS:7286-69-3] ; Simazine [CAS:122-34-9] ; Terbuthylazine [CAS:5915-41-3] in Acetonitrile | 1 | ml | 24 | Pesticide Standards | Miscellaneous Standards | Yes
F128821 | Triazine & Urea Pesticide Mixture - 29 components; 100ug/ml each of Atrazine [CAS:1912-24-9] ; Atrazine-desethyl [CAS:6190-65-4] ; Atrazine-desisopropyl [CAS:1007-28-9] ; Metamitron [CAS:41394-05-2] ; Chloridazon [CAS:1698-60-8] ; Metoxuron [CAS:19937-59-8] ; Carbetamide [CAS:16118-49-3] ; Bromacil [CAS:314-40-9] ; Simazine [CAS:122-34-9] ; Cyanazine [CAS:21725-46-2] ; Terbuthylazine-desethyl [CAS:30125-63-4] ; Methabenzthiazuron [CAS:18691-97-9] ; Chlortoluron [CAS:15545-48-9] ; Monolinuron [CAS:1746-81-2] ; Diuron [CAS:330-54-1] ; Isoproturon [CAS:34123-59-6] ; Metobromuron [CAS:3060-89-7] ; Metazachlor [CAS:67129-08-2] ; Propazine [CAS:139-40-2] ; Dimefuron [CAS:34205-21-5] ; Terbuthylazine [CAS:5915-41-3] ; Linuron [CAS:330-55-2] ; Chloroxuron [CAS:1982-47-4] ; Prometryn [CAS:7287-19-6] ; Chlorpropham [CAS:101-21-3] ; Terbutryn [CAS:886-50-0] ; Metolachlor [CAS:51218-45-2] ; Ethofumesate [CAS:26225-79-6] ; Ethidimuron [CAS:30043-49-3] in Acetonitrile | 1 | ml | 24 | Pesticide Standards | Miscellaneous Standards | Yes
F128831 | Standard Solution 21 components 10ug/ml each of Azoxystrobin [CAS:131860-33-8] ; Captafol [CAS:2425-06-1] ; Captan [CAS:133-06-2] ; Folpet [CAS:133-07-3] ; Carbaryl [CAS:63-25-2] ; Chlorpyrifos [CAS:2921-88-2] ; Chlorothalonil [CAS:1897-45-6] ; Deltamethrin [CAS:52918-63-5] ; Demeton-S-methyl-sulfone [CAS:17040-19-6] ; Dichlorvos [CAS:62-73-7] ; Famoxadone [CAS:131807-57-3] ; Malathion [CAS:121-75-5] ; Malaoxon [CAS:1634-78-2] ; Nitrofen [CAS:1836-75-5] ; Phosphamidon [CAS:13171-21-6] ; Pirimiphos-methyl [CAS:29232-93-7] ; Prochloraz [CAS:67747-09-5] ; Quintozene [CAS:82-68-8] ; Triadimefon [CAS:43121-43-3] ; Triadimenol [CAS:55219-65-3] ; Trichlorfon [CAS:52-68-6] in Acetonitrile | 1 | ml | 24 | Pesticide Standards | Miscellaneous Standards | Yes
F128841 | Standard Solution 16 components 10ug/ml each of Azinphos-ethyl [CAS:2642-71-9] ; Bitertanol [CAS:55179-31-2] ; Bromopropylate [CAS:18181-80-1] ; Cypermethrin [CAS:52315-07-8] ; Dicofol [CAS:115-32-2] ; Formothion [CAS:2540-82-1] ; Hexaconazole [CAS:79983-71-4] ; Kresoxim-methyl [CAS:143390-89-0] ; Metalaxyl [CAS:57837-19-1] ; Myclobutanil [CAS:88671-89-0] ; Prochloraz [CAS:67747-09-5] ; Procymidone [CAS:32809-16-8] ; Propyzamide [CAS:23950-58-5] ; Resmethrin [CAS:10453-86-8] ; Triadimefon [CAS:43121-43-3] ; Triadimenol [CAS:55219-65-3] in Acetonitrile | 1 | ml | 24 | Pesticide Standards | Miscellaneous Standards | Yes
F128851 | Standard Solution 2 components 10ug/ml each of Iprodione [CAS:36734-19-7] ; Methidathion [CAS:950-37-8] in Acetonitrile | 10 | ml | 24 | Pesticide Standards | Miscellaneous Standards | Yes
F129021.1 | 17 components; 10ug/ml each of Atrazine [CAS:1912-24-9] ; Chlortoluron [CAS:15545-48-9] ; Cyanazine [CAS:21725-46-2] ; Atrazine-desethyl [CAS:6190-65-4] ; Diuron [CAS:330-54-1] ; Hexazinone [CAS:51235-04-2] ; Isoproturon [CAS:34123-59-6] ; Linuron [CAS:330-55-2] ; Metazachlor [CAS:67129-08-2] ; Methabenzthiazuron [CAS:18691-97-9] ; Metobromuron [CAS:3060-89-7] ; Metolachlor [CAS:51218-45-2] ; Metoxuron [CAS:19937-59-8] ; Monolinuron [CAS:1746-81-2] ; Sebuthylazine [CAS:7286-69-3] ; Simazine [CAS:122-34-9] ; Terbuthylazine [CAS:5915-41-3] in Acetonitrile | 1 | ml | 24 | Pesticide Standards | Miscellaneous Standards | Yes
F339204.1 | 16 components; 10ug/ml each of Alpha-HCH [CAS:319-84-6] ; Hexachlorobenzene [CAS:118-74-1] ; Gamma-HCH (Lindane) [CAS:58-89-9] ; Beta-HCH [CAS:319-85-7] ; Heptachlor [CAS:76-44-8] ; Aldrin [CAS:309-00-2] ; Heptachlor-endo-epoxide [CAS:28044-83-9] ; Endosulfan-alpha [CAS:959-98-8] ; 4,4'-DDE [CAS:72-55-9] ; Dieldrin [CAS:60-57-1] ; Endrin [CAS:72-20-8] ; Endosulfan-beta [CAS:33213-65-9] ; 2,4'-DDT [CAS:789-02-6] ; 4,4'-DDD (TDE) [CAS:72-54-8] ; 4,4'-DDT [CAS:50-29-3] ; Methoxychlor (DMTD) [CAS:72-43-5] in Cyclohexane Storage conditions: Stored under normal laboratory conditions | 1 | ml | 24 | Pesticide Standards | Miscellaneous Standards | Yes
F339214.10 | 16 components; 10ug/ml each of Alpha-HCH [CAS:319-84-6] ; Hexachlorobenzene [CAS:118-74-1] ; Gamma-HCH (Lindane) [CAS:58-89-9] ; Beta-HCH [CAS:319-85-7] ; Heptachlor [CAS:76-44-8] ; Aldrin [CAS:309-00-2] ; Heptachlor-endo-epoxide [CAS:28044-83-9] ; Endosulfan-alpha [CAS:959-98-8] ; 4,4'-DDE [CAS:72-55-9] ; Dieldrin [CAS:60-57-1] ; Endrin [CAS:72-20-8] ; Endosulfan-beta [CAS:33213-65-9] ; 2,4'-DDT [CAS:789-02-6] ; 4,4'-DDD (TDE) [CAS:72-54-8] ; 4,4'-DDT [CAS:50-29-3] ; Methoxychlor (DMTD) [CAS:72-43-5] in Cyclohexane Storage conditions: Stored under normal laboratory conditions | 10 | ml | 24 | Pesticide Standards | Miscellaneous Standards | Yes
F347704 | Pesticide mixture - 15 components; 200ug/ml each of Bromophos-ethyl [CAS:4824-78-6] ; Bromophos-methyl [CAS:2104-96-3] ; Chlorfenvinphos [CAS:470-90-6] ; Chlorpyrifos [CAS:2921-88-2] ; Diazinon [CAS:333-41-5] ; Dichlorvos [CAS:62-73-7] ; Dimethoate [CAS:60-51-5] ; Disulfoton [CAS:298-04-4] ; Ethion [CAS:563-12-2] ; Fenthion [CAS:55-38-9] ; Malathion [CAS:121-75-5] ; Mevinphos [CAS:7786-34-7] ; Paraoxon-ethyl [CAS:311-45-5] ; Parathion [CAS:56-38-2] ; Parathion-methyl [CAS:298-00-0] in Acetone Storage conditions: Long-term stability: store in a freezer; Shipping :styrofoam box with ice packs | 1 | ml | 12 | Pesticide Standards | Miscellaneous Standards | Yes
F867701 | Chlorinated Herbicide Mixture - 18 components; Acifluorfen [CAS:50594-66-6] 100ug/ml ; Bentazone [CAS:25057-89-0] 100ug/ml ; Chloramben [CAS:133-90-4] 100ug/ml ; 2,4-D [CAS:94-75-7] 100ug/ml ; Dalapon [CAS:75-99-0] 100ug/ml ; 2,4-DB [CAS:94-82-6] 100ug/ml ; Chlorthal-dimethyl (DCPA) [CAS:1861-32-1] 100ug/ml ; Dicamba [CAS:1918-00-9] 100ug/ml ; 3,5-Dichlorobenzoic acid [CAS:51-36-5] 100ug/ml ; Dichlorprop [CAS:120-36-5] 100ug/ml ; Dinoseb [CAS:88-85-7] 100ug/ml ; MCPA [CAS:94-74-6] 10000ug/ml ; Mecoprop (MCPP) [CAS:7085-19-0] 10000ug/ml ; 4-Nitrophenol [CAS:100-02-7] 100ug/ml ; Pentachlorophenol [CAS:87-86-5] 100ug/ml ; Picloram [CAS:1918-02-1] 100ug/ml ; Fenoprop [CAS:93-72-1] 100ug/ml ; 2,4,5-T [CAS:93-76-5] 100ug/ml in Methanol | 1 | ml | 24 | Pesticide Standards | Miscellaneous Standards | Yes
F868551 | Carbamate Pesticide Mix - 2 components; 100ug/ml each of Carbofuran [CAS:1563-66-2] ; Oxamyl [CAS:23135-22-0] in Methanol | 1 | ml | 24 | Pesticide Standards | Miscellaneous Standards | Yes
F868571 | Organochlorine Pesticide Mixture - 16 components; 20ug/ml each of Endosulfan-beta [CAS:33213-65-9] ; Endosulfan-total (sulfate) [CAS:1031-07-8] ; Endrin [CAS:72-20-8] ; Endrin aldehyde [CAS:7421-93-4] ; Heptachlor [CAS:76-44-8] ; Aldrin [CAS:309-00-2] ; Alpha-HCH [CAS:319-84-6] ; Beta-HCH [CAS:319-85-7] ; Delta-HCH [CAS:319-86-8] ; Gamma-HCH (Lindane) [CAS:58-89-9] ; 4,4'-DDD (TDE) [CAS:72-54-8] ; 4,4'-DDE [CAS:72-55-9] ; 4,4'-DDT [CAS:50-29-3] ; Dieldrin [CAS:60-57-1] ; Endosulfan-alpha [CAS:959-98-8] ; Heptachlor-exo-epoxide [CAS:1024-57-3] in Methanol | 1 | ml | 12 | Pesticide Standards | Miscellaneous Standards | Yes
F868641 | Organochlorine Pesticides Mixture - 17 components; Aldrin [CAS:309-00-2] 250ug/ml ; Alpha-HCH [CAS:319-84-6] 250ug/ml ; Beta-HCH [CAS:319-85-7] 250ug/ml ; 4,4'-DDD (TDE) [CAS:72-54-8] 250ug/ml ; 4,4'-DDE [CAS:72-55-9] 250ug/ml ; 4,4'-DDT [CAS:50-29-3] 250ug/ml ; Delta-HCH [CAS:319-86-8] 250ug/ml ; Dieldrin [CAS:60-57-1] 250ug/ml ; Endosulfan-alpha [CAS:959-98-8] 250ug/ml ; Endosulfan-beta [CAS:33213-65-9] 250ug/ml ; Endosulfan-total (sulfate) [CAS:1031-07-8] 250ug/ml ; Endrin [CAS:72-20-8] 250ug/ml ; Endrin aldehyde [CAS:7421-93-4] 250ug/ml ; Gamma-HCH (Lindane) [CAS:58-89-9] 250ug/ml ; Heptachlor [CAS:76-44-8] 250ug/ml ; Heptachlor-exo-epoxide [CAS:1024-57-3] 250ug/ml ; Methoxychlor (DMTD) [CAS:72-43-5] 1000ug/ml in Methanol | 1 | ml | 12 | Pesticide Standards - Method 8080A | Miscellaneous Standards | Yes
F868671 | Carbamates Mixture - 10 components; 100ug/ml each of Aldicarb [CAS:116-06-3] ; Aldicarb-sulfone [CAS:1646-88-4] ; Carbaryl [CAS:63-25-2] ; Carbofuran [CAS:1563-66-2] ; Carbofuran-3-hydroxy (3-Hydroxycarbofuran) [CAS:16655-82-6] ; Methiocarb [CAS:2032-65-7] ; Methomyl [CAS:16752-77-5] ; Propoxur [CAS:114-26-1] ; Dioxacarb [CAS:6988-21-2] ; Promecarb [CAS:2631-37-0] in Methanol | 1 | ml | 24 | Pesticide Standards | Miscellaneous Standards | Yes
F872111 | Organochlorine Pesticides Mixture - 18 components; 2000ug/ml each of Aldrin [CAS:309-00-2] ; Alpha-HCH [CAS:319-84-6] ; Beta-HCH [CAS:319-85-7] ; Gamma-HCH (Lindane) [CAS:58-89-9] ; Delta-HCH [CAS:319-86-8] ; 4,4'-DDD (TDE) [CAS:72-54-8] ; 4,4'-DDE [CAS:72-55-9] ; 4,4'-DDT [CAS:50-29-3] ; Dieldrin [CAS:60-57-1] ; Endosulfan-alpha [CAS:959-98-8] ; Endosulfan-beta [CAS:33213-65-9] ; Endosulfan-total (sulfate) [CAS:1031-07-8] ; Endrin [CAS:72-20-8] ; Endrin aldehyde [CAS:7421-93-4] ; Endrin ketone [CAS:53494-70-5] ; Heptachlor [CAS:76-44-8] ; Heptachlor-exo-epoxide [CAS:1024-57-3] ; Methoxychlor (DMTD) [CAS:72-43-5] in Acetone | 1 | ml | 12 | Pesticide Standards | Miscellaneous Standards | Yes
F890091 | Pesticide-Mix - 6 components: 10ug/ml each of Atrazine [CAS:1912-24-9] ; Atrazine-desethyl [CAS:6190-65-4] ; Metazachlor [CAS:67129-08-2] ; Metolachlor [CAS:51218-45-2] ; Simazine [CAS:122-34-9] ; Terbuthylazine [CAS:5915-41-3] in Acetone | 1 | ml | 24 | Pesticide Standards | Miscellaneous Standards | Yes
F890111 | Pesticide-Mix: 16 components; 2000ug/ml each of Aldrin [CAS:309-00-2] ; 4,4'-DDD (TDE) [CAS:72-54-8] ; 4,4'-DDE [CAS:72-55-9] ; 4,4'-DDT [CAS:50-29-3] ; Dieldrin [CAS:60-57-1] ; Endosulfan-alpha [CAS:959-98-8] ; Endosulfan-beta [CAS:33213-65-9] ; Endosulfan-total (sulfate) [CAS:1031-07-8] ; Endrin [CAS:72-20-8] ; Alpha-HCH [CAS:319-84-6] ; Beta-HCH [CAS:319-85-7] ; Gamma-HCH (Lindane) [CAS:58-89-9] ; Delta-HCH [CAS:319-86-8] ; Heptachlor [CAS:76-44-8] ; Heptachlor-endo-epoxide [CAS:28044-83-9] ; Methoxychlor (DMTD) [CAS:72-43-5] in Toluene / n-Hexane (1/1) | 1 | ml | 24 | Pesticide Standards | Miscellaneous Standards | Yes
F890191 | Pesticide-Mix - 6 components; 10ug/ml each of 2,4'-DDD [CAS:53-19-0] ; 4,4'-DDD (TDE) [CAS:72-54-8] ; 2,4'-DDE [CAS:3424-82-6] ; 4,4'-DDE [CAS:72-55-9] ; 2,4'-DDT [CAS:789-02-6] ; 4,4'-DDT [CAS:50-29-3] in Cyclohexane | 10 | ml | 24 | Pesticide Standards | Miscellaneous Standards | Yes
F890241 | Pesticide-Mix - 6 components; 100ug/ml each of Atrazine [CAS:1912-24-9] ; Atrazine-desethyl [CAS:6190-65-4] ; Atrazine-desisopropyl [CAS:1007-28-9] ; Propazine [CAS:139-40-2] ; Simazine [CAS:122-34-9] ; Terbuthylazine [CAS:5915-41-3] in Acetone | 1 | ml | 24 | Pesticide Standards | Miscellaneous Standards | Yes
F890271 | Pesticide-Mix - 6 components: 10ug/ml each of Atrazine [CAS:1912-24-9] ; Atrazine-desethyl [CAS:6190-65-4] ; Metazachlor [CAS:67129-08-2] ; Metolachlor [CAS:51218-45-2] ; Simazine [CAS:122-34-9] ; Terbuthylazine [CAS:5915-41-3] in Acetone | 10 | ml | 24 | Pesticide Standards | Miscellaneous Standards | Yes
F890281 | Pesticide Mix - 5 components; 10ug/ml each of Alpha-HCH [CAS:319-84-6] ; Beta-HCH [CAS:319-85-7] ; Gamma-HCH (Lindane) [CAS:58-89-9] ; Delta-HCH [CAS:319-86-8] ; Hexachlorobenzene [CAS:118-74-1] in Cyclohexane | 10 | ml | 24 | Pesticide Standards | Miscellaneous Standards | Yes
F112411 | Phenols Standard Solution 14 components 14 el.;Phenol 1000mg/l; o-cresol 1000mg/l; m-cresol 1000mg/l; p-cresol 1000mg/l; 2,3-dimethylphenol 1000mg/l; 2,4-dimethylphenol 1000mg/l; 2,5-dimethylphenol 1000mg/l; 2,6-dimethylphenol 1000mg/l; 3,4-dimethylphenol 1000mg/l; 3,5-dimethylphenol 1000mg/l; 2-ethylphenol 1000mg/l; 3-ethylphenol 1000mg/l; 4-ethylphenol 1000mg/l; Thymol 1000mg/l; Dichloromethane 1part; | 1 | ml | 24 | Phenols | Miscellaneous Standards | Yes
F112421 | Standard Solution 20 components 20 el.;o-chlorophenol 1000mg/l; m-chlorophenol 1000mg/l; p-chlorophenol 1000mg/l; 2,3-Dichlorophenol 1000mg/l; 2,4-Dichlorophenol 1000mg/l; 2,5-Dichlorophenol 1000mg/l; 2,6-Dichlorophenol 1000mg/l; 3,4-Dichlorophenol 1000mg/l; 3,5-Dichlorophenol 1000mg/l; 2,3,4-trichlorophenol 1000mg/l; 2,3,5-Trichlorophenol 1000mg/l; 2,3,6-Trichlorophenol 1000mg/l; 2,4,5-Trichlorophenol 1000mg/l; 2,4,6-Trichlorophenol 1000mg/l; 3,4,5-trichlorophenol 1000mg/l; 2,3,4,5-Tetrachlorophenol 1000mg/l; 2,3,4,6-tetrachlorophenol 1000mg/l; 2,3,5,6-tetrachlorophenol 1000mg/l; Pentachlorophenol 1000mg/l; 4-Chloro-3-methylphenol 1000mg/l; Dichloromethane 1part; | 1 | ml | 24 | Phenols | Miscellaneous Standards | Yes
F119831 | ACs Surrogate Standard Mixture - 6 components; 4000ug/ml each of 2-Fluorobiphenyl [CAS:321-60-8] ; 2-Fluorophenol [CAS:367-12-4] ; Nitrobenzene D5 [CAS:4165-60-0] ; Phenol D5 [CAS:4165-62-2] ; p-Terphenyl D14 [CAS:1718-51-0] ; 2,4,6-Tribromophenol [CAS:118-79-6] in Dichloromethane | 1 | ml | 24 | Phenols | Miscellaneous Standards | Yes
F860891 | Acids Matrix Spiking Solution - 5 components; 2000ug/ml each of 4-Chloro-3-methylphenol [CAS:59-50-7] ; 2-Chlorophenol [CAS:95-57-8] ; 4-Nitrophenol [CAS:100-02-7] ; Pentachlorophenol [CAS:87-86-5] ; Phenol [CAS:108-95-2] in Methanol | 1 | ml | 24 | Phenols | Miscellaneous Standards | Yes
F867811 | Acids Surrogate Standard Mixture - 3 components; 2000ug/ml each of 2-Fluorophenol [CAS:367-12-4] ; Phenol D5 [CAS:4165-62-2] ; 2,4,6-Tribromophenol [CAS:118-79-6] in Methanol | 1 | ml | 24 | Phenols | Miscellaneous Standards | Yes
F868361 | Phenols Mixture - 11 components; 500ug/ml each of 4-Chloro-3-methylphenol [CAS:59-50-7] ; 2-Chlorophenol [CAS:95-57-8] ; 2,4-Dichlorophenol [CAS:120-83-2] ; 2,4-Dimethylphenol [CAS:105-67-9] ; 2,4-Dinitrophenol [CAS:51-28-5] ; 2-Methyl-4,6-dinitrophenol [CAS:534-52-1] ; 2-Nitrophenol [CAS:88-75-5] ; 4-Nitrophenol [CAS:100-02-7] ; Pentachlorophenol [CAS:87-86-5] ; Phenol [CAS:108-95-2] ; 2,4,6-Trichlorophenol [CAS:88-06-2] in Methanol | 1 | ml | 24 | Method 604 | Miscellaneous Standards | Yes
F890101 | Phenol Mix: 11 components; 4-Chloro-3-methylphenol [CAS:59-50-7] 2500ug/ml ; 2-Chlorophenol [CAS:95-57-8] 500ug/ml ; 2,4-Dichlorophenol [CAS:120-83-2] 500ug/ml ; 2,4-Dimethylphenol [CAS:105-67-9] 500ug/ml ; 2,4-Dinitrophenol [CAS:51-28-5] 1500ug/ml ; 2-Methyl-4,6-dinitrophenol [CAS:534-52-1] 2500ug/ml ; 2-Nitrophenol [CAS:88-75-5] 500ug/ml ; 4-Nitrophenol [CAS:100-02-7] 2500ug/ml ; Pentachlorophenol [CAS:87-86-5] 2500ug/ml ; Phenol [CAS:108-95-2] 500ug/ml ; 2,4,6-Trichlorophenol [CAS:88-06-2] 1500ug/ml in Methanol | 1 | ml | 24 | Phenols | Miscellaneous Standards | Yes
F890121 | Phenol-Mix: 11 components; 100ug/ml each of 4-Chloro-3-methylphenol [CAS:59-50-7] ; 2-Chlorophenol [CAS:95-57-8] ; 2,4-Dichlorophenol [CAS:120-83-2] ; 2,4-Dimethylphenol [CAS:105-67-9] ; 2,4-Dinitrophenol [CAS:51-28-5] ; 2-Methyl-4,6-dinitrophenol [CAS:534-52-1] ; 2-Nitrophenol [CAS:88-75-5] ; 4-Nitrophenol [CAS:100-02-7] ; Pentachlorophenol [CAS:87-86-5] ; Phenol [CAS:108-95-2] ; 2,4,6-Trichlorophenol [CAS:88-06-2] in Acetonitrile | 1 | ml | 24 | Recommended Method 604 | Miscellaneous Standards | Yes
F890171 | Phenol-Mix: 14 components; 2000ug/ml each of 4-Chloro-3-methylphenol [CAS:59-50-7] ; 2-Chlorophenol [CAS:95-57-8] ; 4-Chlorophenol [CAS:106-48-9] ; 2,4-Dichlorophenol [CAS:120-83-2] ; 2,4-Dimethylphenol [CAS:105-67-9] ; 2,5-Dimethylphenol [CAS:95-87-4] ; 3,5-Dimethylphenol [CAS:108-68-9] ; 2-Methylphenol [CAS:95-48-7] ; 3-Methylphenol [CAS:108-39-4] ; 4-Methylphenol [CAS:106-44-5] ; Pentachlorophenol [CAS:87-86-5] ; Phenol [CAS:108-95-2] ; 2,4,5-Trichlorophenol [CAS:95-95-4] ; 2,4,6-Trichlorophenol [CAS:88-06-2] in Acetone | 1 | ml | 24 | Phenols | Miscellaneous Standards | Yes
F860881 | GPC Calibration Solution (5ml) - 5 components; Corn oil [CAS:8001-30-7] 300mg/ml ; Phthalic acid,bis-2-ethylhexylester (bis(2-ethylhexyl) phthalate) [CAS:117-81-7] 15mg/ml ; Pentachlorophenol [CAS:87-86-5] 1.4mg/ml ; Perylene [CAS:198-55-0] 0.1mg/ml ; Sulphur [CAS:7704-34-9] 0.5mg/ml in Dichloromethane | 5 | ml | 24 | Phthalates | Miscellaneous Standards | Yes
F869250 | Extractables Mixture - 9 components; Adipic acid-bis-2-ethylhexyl ester (Bis(2-ethylhexyl)adipate) [CAS:103-23-1] 100ug/ml ; Phthalic acid,bis-2-ethylhexylester (Bis(2-ethylhexyl)phthalate) [CAS:117-81-7] 100ug/ml ; Phthalic acid, benzylbutyl ester (Butyl benzyl phthalate) [CAS:85-68-7] 100ug/ml ; Phthalic acid, bis-butyl ester (Di-n-butylphthalate) [CAS:84-74-2] 100ug/ml ; Phthalic acid, bis-ethyl ester (Diethyl phthalate) [CAS:84-66-2] 100ug/ml ; Phthalic acid, bis-methyl ester (Dimethyl phthalate) [CAS:131-11-3] 100ug/ml ; Hexachlorobenzene (HCB) [CAS:118-74-1] 100ug/ml ; Hexachlorocyclopentadiene [CAS:77-47-4] 100ug/ml ; Pentachlorophenol [CAS:87-86-5] 400ug/ml in Acetone | 1 | ml | 24 | Phthalates | Miscellaneous Standards | Yes
F869361 | Phthalates Mixture - 6 components; 100ug/ml each of Phthalic acid, benzylbutyl ester [CAS:85-68-7] ; Phthalic acid, bis-methyl ester [CAS:131-11-3] ; Phthalic acid, bis-ethyl ester [CAS:84-66-2] ; Phthalic acid, bis-butyl ester [CAS:84-74-2] ; Phthalic acid, bis-1-octyl ester [CAS:117-84-0] ; Phthalic acid,bis-2-ethylhexylester [CAS:117-81-7] in Methanol | 1 | ml | 24 | Phthalates | Miscellaneous Standards | Yes
F1041860 | Grob Test Mix 12 components; Decanoic acid methyl ester [CAS:110-42-9] 0.42mg/ml ; Undecanoic acid-methyl ester [CAS:1731-86-8] 0.42mg/ml ; Dodecanoic acid-methyl ester [CAS:111-82-0] 0.41mg/ml ; n-Decane [CAS:124-18-5] 0.28mg/ml ; n-Undecane [CAS:1120-21-4] 0.29mg/ml ; 2,3-Butanediol [CAS:513-85-9] 0.53mg/ml ; Dicyclohexylamine [CAS:101-83-7] 0.31mg/ml ; 2,6-Dimethylaniline [CAS:87-62-7] 0.32mg/ml ; 2,6-Dimethylphenol [CAS:576-26-1] 0.32mg/ml ; 2-Ethylhexanoic Acid [CAS:149-57-5] 0.38mg/ml ; Nonanal [CAS:124-19-6] 0.40mg/ml ; 1-Octanol [CAS:111-87-5] 0.36mg/ml in Dichloromethane | 1 | ml | 24 | Volatile and Semi-volatile | Miscellaneous Standards | Yes
F112361 | VOC / ACs Standard Solution 10 components 1000ug/ml each of Benzene [CAS:71-43-2] ; Toluene [CAS:108-88-3] ; Ethylbenzene [CAS:100-41-4] ; o-Xylene [CAS:95-47-6] ; m-Xylene [CAS:108-38-3] ; p-Xylene [CAS:106-42-3] ; 1,2,4-Trimethylbenzene [CAS:95-63-6] ; 1,3,5-Trimethylbenzene [CAS:108-67-8] ; Methyl-tert.butylether [CAS:1634-04-4] ; Naphthalene [CAS:91-20-3] in Methanol | 1 | ml | 24 | Volatile and Semi-volatile | Miscellaneous Standards | Yes
F112751A | VOC Sandard Solution 59 components; 2000ug/ml each of Bromochloromethane [CAS:74-97-5] ; Bromodichloromethane [CAS:75-27-4] ; Tribromomethane (Bromoform) [CAS:75-25-2] ; Tetrachloromethane (Carbon tetrachloride) [CAS:56-23-5] ; Chloroform [CAS:67-66-3] ; Dibromochloromethane [CAS:124-48-1] ; Dibromomethane [CAS:74-95-3] ; Dichloromethane (Methylene chloride) [CAS:75-09-2] ; 1,2-Dibromoethane [CAS:106-93-4] ; 1,1-Dichloroethane [CAS:75-34-3] ; 1,2-Dichloroethane [CAS:107-06-2] ; 1,1-Dichloroethene [CAS:75-35-4] ; cis-1,2-Dichloroethene [CAS:156-59-2] ; trans-1,2-Dichloroethene [CAS:156-60-5] ; 1,1,1,2-Tetrachloroethane [CAS:630-20-6] ; 1,1,2,2-Tetrachloroethane [CAS:79-34-5] ; Tetrachloroethene [CAS:127-18-4] ; 1,1,1-Trichloroethane [CAS:71-55-6] ; 1,1,2-Trichloroethane [CAS:79-00-5] ; Trichloroethene [CAS:79-01-6] ; 1,2-Dibromo-3-chloropropane [CAS:96-12-8] ; 1,2-Dichloropropane [CAS:78-87-5] ; 1,3-Dichloropropane [CAS:142-28-9] ; 2,2-Dichloropropane [CAS:594-20-7] ; 1,1-Dichloropropene [CAS:563-58-6] ; cis-1,3-Dichloropropene [CAS:10061-01-5] ; trans-1,3-Dichloropropene [CAS:10061-02-6] ; Hexachloro-1,3-butadiene (Hexachlorobutadiene) [CAS:87-68-3] ; 1,2,3-Trichloropropane [CAS:96-18-4] ; Benzene [CAS:71-43-2] ; n-Butylbenzene [CAS:104-51-8] ; sec-Butylbenzene [CAS:135-98-8] ; tert-Butylbenzene [CAS:98-06-6] ; Ethylbenzene [CAS:100-41-4] ; Isopropylbenzene [CAS:98-82-8] ; 4-Isopropyltoluene [CAS:99-87-6] ; Naphthalene [CAS:91-20-3] ; n-Propylbenzene [CAS:103-65-1] ; Styrene [CAS:100-42-5] ; Toluene [CAS:108-88-3] ; 1,2,4-Trimethylbenzene [CAS:95-63-6] ; 1,3,5-Trimethylbenzene [CAS:108-67-8] ; o-Xylene [CAS:95-47-6] ; m-Xylene [CAS:108-38-3] ; p-Xylene [CAS:106-42-3] ; Bromobenzene [CAS:108-86-1] ; Chlorobenzene [CAS:108-90-7] ; 2-Chlorotoluene [CAS:95-49-8] ; 4-Chlorotoluene [CAS:106-43-4] ; 1,2-Dichlorobenzene [CAS:95-50-1] ; 1,3-Dichlorobenzene [CAS:541-73-1] ; 1,4-Dichlorobenzene [CAS:106-46-7] ; 1,2,3-Trichlorobenzene [CAS:87-61-6] ; 1,2,4-Trichlorobenzene [CAS:120-82-1] ; Chloroethane [CAS:75-00-3] ; Chloromethane [CAS:74-87-3] ; Dichlorodifluoromethane [CAS:75-71-8] ; Fluorotrichloromethane (Trichlorofluoromethane) [CAS:75-69-4] ; Vinylchloride [CAS:75-01-4] in Methanol | 1 | ml | 24 | Volatile and Semi-volatile | Miscellaneous Standards | Yes
F112751D | VOC Sandard Solution 59 components; 200ug/ml each of Bromochloromethane [CAS:74-97-5] ; Bromodichloromethane [CAS:75-27-4] ; Tribromomethane (Bromoform) [CAS:75-25-2] ; Tetrachloromethane (Carbon tetrachloride) [CAS:56-23-5] ; Chloroform [CAS:67-66-3] ; Dibromochloromethane [CAS:124-48-1] ; Dibromomethane [CAS:74-95-3] ; Dichloromethane (Methylene chloride) [CAS:75-09-2] ; 1,2-Dibromoethane [CAS:106-93-4] ; 1,1-Dichloroethane [CAS:75-34-3] ; 1,2-Dichloroethane [CAS:107-06-2] ; 1,1-Dichloroethene [CAS:75-35-4] ; cis-1,2-Dichloroethene [CAS:156-59-2] ; trans-1,2-Dichloroethene [CAS:156-60-5] ; 1,1,1,2-Tetrachloroethane [CAS:630-20-6] ; 1,1,2,2-Tetrachloroethane [CAS:79-34-5] ; Tetrachloroethene [CAS:127-18-4] ; 1,1,1-Trichloroethane [CAS:71-55-6] ; 1,1,2-Trichloroethane [CAS:79-00-5] ; Trichloroethene [CAS:79-01-6] ; 1,2-Dibromo-3-chloropropane [CAS:96-12-8] ; 1,2-Dichloropropane [CAS:78-87-5] ; 1,3-Dichloropropane [CAS:142-28-9] ; 2,2-Dichloropropane [CAS:594-20-7] ; 1,1-Dichloropropene [CAS:563-58-6] ; cis-1,3-Dichloropropene [CAS:10061-01-5] ; trans-1,3-Dichloropropene [CAS:10061-02-6] ; Hexachloro-1,3-butadiene (Hexachlorobutadiene) [CAS:87-68-3] ; 1,2,3-Trichloropropane [CAS:96-18-4] ; Benzene [CAS:71-43-2] ; n-Butylbenzene [CAS:104-51-8] ; sec-Butylbenzene [CAS:135-98-8] ; tert-Butylbenzene [CAS:98-06-6] ; Ethylbenzene [CAS:100-41-4] ; Isopropylbenzene [CAS:98-82-8] ; 4-Isopropyltoluene [CAS:99-87-6] ; Naphthalene [CAS:91-20-3] ; n-Propylbenzene [CAS:103-65-1] ; Styrene [CAS:100-42-5] ; Toluene [CAS:108-88-3] ; 1,2,4-Trimethylbenzene [CAS:95-63-6] ; 1,3,5-Trimethylbenzene [CAS:108-67-8] ; o-Xylene [CAS:95-47-6] ; m-Xylene [CAS:108-38-3] ; p-Xylene [CAS:106-42-3] ; Bromobenzene [CAS:108-86-1] ; Chlorobenzene [CAS:108-90-7] ; 2-Chlorotoluene [CAS:95-49-8] ; 4-Chlorotoluene [CAS:106-43-4] ; 1,2-Dichlorobenzene [CAS:95-50-1] ; 1,3-Dichlorobenzene [CAS:541-73-1] ; 1,4-Dichlorobenzene [CAS:106-46-7] ; 1,2,3-Trichlorobenzene [CAS:87-61-6] ; 1,2,4-Trichlorobenzene [CAS:120-82-1] ; Chloroethane [CAS:75-00-3] ; Chloromethane [CAS:74-87-3] ; Dichlorodifluoromethane [CAS:75-71-8] ; Fluorotrichloromethane (Trichlorofluoromethane) [CAS:75-69-4] ; Vinylchloride [CAS:75-01-4] in Methanol Storage conditions: Stored under normal laboratory conditions | 1 | ml | 24 | Volatile and Semi-volatile | Miscellaneous Standards | Yes
F112911A | VOC Gas Mixture - 5 components according to EPA Method 502 (without Bromomethane); 2000ug/ml each of Chloroethane [CAS:75-00-3] ; Chloromethane [CAS:74-87-3] ; Dichlorodifluoromethane [CAS:75-71-8] ; Fluorotrichloromethane (Trichlorofluoromethane) [CAS:75-69-4] ; Vinylchloride [CAS:75-01-4] in Methanol Storage conditions: Stored under normal laboratory conditions | 1 | ml | 24 | Volatile and Semi-volatile | Miscellaneous Standards | Yes
F112991 | 34 components; 200ug/ml each of Bromochloromethane [CAS:74-97-5] ; Bromodichloromethane [CAS:75-27-4] ; Tribromomethane (Bromoform) [CAS:75-25-2] ; Tetrachloromethane (Carbon tetrachloride) [CAS:56-23-5] ; Chloroethane [CAS:75-00-3] ; Chloroform [CAS:67-66-3] ; Chloromethane [CAS:74-87-3] ; Dibromochloromethane [CAS:124-48-1] ; 1,2-Dibromo-3-chloropropane [CAS:96-12-8] ; 1,2-Dibromoethane [CAS:106-93-4] ; Dibromomethane [CAS:74-95-3] ; Dichlorodifluoromethane [CAS:75-71-8] ; 1,1-Dichloroethane [CAS:75-34-3] ; 1,2-Dichloroethane [CAS:107-06-2] ; 1,1-Dichloroethene [CAS:75-35-4] ; cis-1,2-Dichloroethene [CAS:156-59-2] ; trans-1,2-Dichloroethene [CAS:156-60-5] ; 1,2-Dichloropropane [CAS:78-87-5] ; 1,3-Dichloropropane [CAS:142-28-9] ; 2,2-Dichloropropane [CAS:594-20-7] ; 1,1-Dichloropropene [CAS:563-58-6] ; cis-1,3-Dichloropropene [CAS:10061-01-5] ; trans-1,3-Dichloropropene [CAS:10061-02-6] ; Hexachloro-1,3-butadiene (Hexachlorobutadiene) [CAS:87-68-3] ; Dichloromethane (Methylene chloride) [CAS:75-09-2] ; 1,1,1,2-Tetrachloroethane [CAS:630-20-6] ; 1,1,2,2-Tetrachloroethane [CAS:79-34-5] ; Tetrachloroethene [CAS:127-18-4] ; 1,1,1-Trichloroethane [CAS:71-55-6] ; 1,1,2-Trichloroethane [CAS:79-00-5] ; Trichloroethene [CAS:79-01-6] ; Fluorotrichloromethane (Trichlorofluoromethane) [CAS:75-69-4] ; 1,2,3-Trichloropropane [CAS:96-18-4] ; Vinylchloride (Vinyl chloride) [CAS:75-01-4] in Methanol | 1 | ml | 24 | Volatile and Semi-volatile | Miscellaneous Standards | Yes
F115901 | Semi-Volatiles Internal Standard Mixture - 6 components; 2000ug/ml each of Acenaphthene D10 [CAS:15067-26-2] ; Chrysene D12 [CAS:1719-03-5] ; 1,4-Dichlorobenzene D4 [CAS:3855-82-1] ; Naphthalene D8 [CAS:1146-65-2] ; Perylene D12 [CAS:1520-96-3] ; Phenanthrene D10 [CAS:1517-22-2] in Dichloromethane | 1 | ml | 24 | Volatile and Semi-volatile | Miscellaneous Standards | Yes
F119231 | Surrogate Standard Mixture - 3 components 1000ug/ml each of 4-Bromofluorobenzene [CAS:460-00-4] ; 1,2-Dichloroethane D4 [CAS:17060-07-0] ; Toluene D8 [CAS:2037-26-5] in Methanol | 1 | ml | 24 | Volatile and Semi-volatile | Miscellaneous Standards | Yes
F119241A | VOC Standard Solution 47 components; 200ug/ml each of Benzene [CAS:71-43-2] ; Bromochloromethane [CAS:74-97-5] ; Bromodichloromethane [CAS:75-27-4] ; Tribromomethane (Bromoform) [CAS:75-25-2] ; Tetrachloromethane (Carbon tetrachloride) [CAS:56-23-5] ; Chlorobenzene [CAS:108-90-7] ; Dibromochloromethane (Chlorodibromomethane) [CAS:124-48-1] ; Chloroethane [CAS:75-00-3] ; Chloroform [CAS:67-66-3] ; Chloromethane [CAS:74-87-3] ; 1,2-Dibromo-3-chloropropane [CAS:96-12-8] ; 1,2-Dibromoethane [CAS:106-93-4] ; Dibromomethane [CAS:74-95-3] ; 1,2-Dichlorobenzene [CAS:95-50-1] ; 1,3-Dichlorobenzene [CAS:541-73-1] ; 1,4-Dichlorobenzene [CAS:106-46-7] ; Dichlorodifluoromethane [CAS:75-71-8] ; 1,1-Dichloroethane [CAS:75-34-3] ; 1,2-Dichloroethane [CAS:107-06-2] ; 1,1-Dichloroethene [CAS:75-35-4] ; cis-1,2-Dichloroethene [CAS:156-59-2] ; trans-1,2-Dichloroethene [CAS:156-60-5] ; 1,2-Dichloropropane [CAS:78-87-5] ; 1,3-Dichloropropane [CAS:142-28-9] ; 2,2-Dichloropropane [CAS:594-20-7] ; cis-1,3-Dichloropropene [CAS:10061-01-5] ; trans-1,3-Dichloropropene [CAS:10061-02-6] ; Ethylbenzene [CAS:100-41-4] ; Hexachloro-1,3-butadiene (Hexachlorobutadiene) [CAS:87-68-3] ; Isopropylbenzene [CAS:98-82-8] ; Dichloromethane (Methylene chloride) [CAS:75-09-2] ; Naphthalene [CAS:91-20-3] ; Styrene [CAS:100-42-5] ; 1,1,1,2-Tetrachloroethane [CAS:630-20-6] ; 1,1,2,2-Tetrachloroethane [CAS:79-34-5] ; Tetrachloroethene [CAS:127-18-4] ; Toluene [CAS:108-88-3] ; 1,2,4-Trichlorobenzene [CAS:120-82-1] ; 1,1,1-Trichloroethane [CAS:71-55-6] ; 1,1,2-Trichloroethane [CAS:79-00-5] ; Trichloroethene [CAS:79-01-6] ; Fluorotrichloromethane (Trichlorofluoromethane) [CAS:75-69-4] ; 1,2,3-Trichloropropane [CAS:96-18-4] ; Vinylchloride [CAS:75-01-4] ; o-Xylene [CAS:95-47-6] ; m-Xylene [CAS:108-38-3] ; p-Xylene [CAS:106-42-3] in Methanol | 1 | ml | 24 | Volatile and Semi-volatile | Miscellaneous Standards | Yes
F127691 | VOC / ACs Standard Solution 19 components 1000ug/ml each of Chloroform [CAS:67-66-3] ; Benzene [CAS:71-43-2] ; 1,2-Dichloroethane [CAS:107-06-2] ; Chlorobenzene [CAS:108-90-7] ; Tetrachloromethane [CAS:56-23-5] ; Tetrachloroethene [CAS:127-18-4] ; Trichloroethene [CAS:79-01-6] ; Bromodichloromethane [CAS:75-27-4] ; Dibromochloromethane [CAS:124-48-1] ; Tribromomethane [CAS:75-25-2] ; Toluene [CAS:108-88-3] ; o-Xylene [CAS:95-47-6] ; m-Xylene [CAS:108-38-3] ; p-Xylene [CAS:106-42-3] ; 1,2-Dichlorobenzene [CAS:95-50-1] ; 1,3-Dichlorobenzene [CAS:541-73-1] ; 1,4-Dichlorobenzene [CAS:106-46-7] ; Styrene [CAS:100-42-5] ; Vinylchloride [CAS:75-01-4] in Methanol | 1 | ml | 24 | Volatile and Semi-volatile | Miscellaneous Standards | Yes
F127701 | VOC Standard Solution 60 components 1,1,1,2-Tetrachloroethane [CAS:630-20-6] 200mg/l ; 1,1,1-Trichloroethane [CAS:71-55-6] 200mg/l ; 1,1,2,2-Tetrachloroethane [CAS:79-34-5] 200mg/l ; 1,1,2-Trichloroethane [CAS:79-00-5] 200mg/l ; 1,1-Dichloropropene [CAS:563-58-6] 200mg/l ; 1,1-Dichloroethane [CAS:75-34-3] 200mg/l ; 1,1-Dichloroethene [CAS:75-35-4] 200mg/l ; 1,2,3-Trichlorobenzene [CAS:87-61-6] 200mg/l ; 1,2,4-Trichlorobenzene [CAS:120-82-1] 200mg/l ; 1,2-Dibromo-3-chloropropane [CAS:96-12-8] 200mg/l ; 1,2-Dibromoethane [CAS:106-93-4] 200mg/l ; 1,2-Dichlorobenzene [CAS:95-50-1] 200mg/l ; 1,2-Dichloroethane [CAS:107-06-2] 200mg/l ; cis-1,2-Dichloroethene [CAS:156-59-2] 200mg/l ; trans-1,2-Dichloroethene [CAS:156-60-5] 200mg/l ; 1,2-Dichloropropane [CAS:78-87-5] 200mg/l ; 1,3,5-Trichlorobenzene [CAS:108-70-3] 200mg/l ; 1,3-Dichlorobenzene [CAS:541-73-1] 200mg/l ; 1,3-Dichloropropane [CAS:142-28-9] 200mg/l ; cis-1,3-Dichloropropene [CAS:10061-01-5] 200mg/l ; trans-1,3-Dichloropropene [CAS:10061-02-6] 200mg/l ; 1,4-Dichlorobenzene [CAS:106-46-7] 200mg/l ; Chloroprene [CAS:126-99-8] 200mg/l ; 3-Chloropropene [CAS:107-05-1] 200mg/l ; Bromochloromethane [CAS:74-97-5] 200mg/l ; Bromodichloromethane [CAS:75-27-4] 200mg/l ; Tribromomethane [CAS:75-25-2] 200mg/l ; Chlorobenzene [CAS:108-90-7] 200mg/l ; Vinylchloride [CAS:75-01-4] 200mg/l ; Chloroform [CAS:67-66-3] 200mg/l ; Dibromochloromethane [CAS:124-48-1] 200mg/l ; Dibromomethane [CAS:74-95-3] 200mg/l ; Dichloromethane [CAS:75-09-2] 200mg/l ; Hexachloroethane [CAS:67-72-1] 200mg/l ; Tetrachloroethene [CAS:127-18-4] 200mg/l ; Tetrachloromethane [CAS:56-23-5] 200mg/l ; Trichloroethene [CAS:79-01-6] 200mg/l ; Benzene [CAS:71-43-2] 200mg/l ; Ethylbenzene [CAS:100-41-4] 200mg/l ; Isopropylbenzene [CAS:98-82-8] 200mg/l ; o-Xylene [CAS:95-47-6] 200mg/l ; m-Xylene [CAS:108-38-3] 200mg/l ; p-Xylene [CAS:106-42-3] 200mg/l ; Styrene [CAS:100-42-5] 200mg/l ; Toluene [CAS:108-88-3] 200mg/l ; 2,3-Dichloro-1-propene [CAS:78-88-6] 200mg/l ; n-Propylbenzene [CAS:103-65-1] 200mg/l ; tert-Butylbenzene [CAS:98-06-6] 200mg/l ; 1,2,3-Trimethylbenzene [CAS:526-73-8] 200mg/l ; 1,2,4-Trimethylbenzene [CAS:95-63-6] 200mg/l ; 1,3,5-Trimethylbenzene [CAS:108-67-8] 200mg/l ; sec-Butylbenzene [CAS:135-98-8] 200mg/l ; 4-Isopropyltoluene [CAS:99-87-6] 200mg/l ; 2-Chlorotoluene [CAS:95-49-8] 200mg/l ; 3-Chlorotoluene [CAS:108-41-8] 200mg/l ; 4-Chlorotoluene [CAS:106-43-4] 200mg/l ; n-Butylbenzene [CAS:104-51-8] 200mg/l ; Bromobenzene [CAS:108-86-1] 200mg/l ; Naphthalene [CAS:91-20-3] 200mg/l ; Hexachloro-1,3-butadiene [CAS:87-68-3] 50mg/l in Methanol | 1 | ml | 24 | Volatile and Semi-volatile | Miscellaneous Standards | Yes
F127721 | VOC / ACs Standard Solution 16 components Tetrachloromethane [CAS:56-23-5] 5mg/l ; 1,1,1-Trichloroethane [CAS:71-55-6] 5mg/l ; Trichloroethene [CAS:79-01-6] 5mg/l ; 1,2-Dichloroethane [CAS:107-06-2] 15mg/l ; Tribromomethane [CAS:75-25-2] 5mg/l ; Chloroform [CAS:67-66-3] 5mg/l ; Dibromochloromethane [CAS:124-48-1] 5mg/l ; Bromodichloromethane [CAS:75-27-4] 5mg/l ; Dichloromethane [CAS:75-09-2] 100mg/l ; Tetrachloroethene [CAS:127-18-4] 5mg/l ; Benzene [CAS:71-43-2] 2.5mg/l ; Toluene [CAS:108-88-3] 2.5mg/l ; Ethylbenzene [CAS:100-41-4] 2.5mg/l ; m-Xylene [CAS:108-38-3] 2.5mg/l ; o-Xylene [CAS:95-47-6] 2.5mg/l ; p-Xylene [CAS:106-42-3] 2.5mg/l in Methanol | 1 | ml | 24 | Volatile and Semi-volatile | Miscellaneous Standards | Yes
F127731 | VOC Standard Solution 12 components 1000mg/l each of Bromodichloromethane [CAS:75-27-4] ; Dibromochloromethane [CAS:124-48-1] ; 1,2-Dichloroethane [CAS:107-06-2] ; cis-1,2-Dichloroethene [CAS:156-59-2] ; Dichloromethane [CAS:75-09-2] ; Tetrachloroethene [CAS:127-18-4] ; Tetrachloromethane [CAS:56-23-5] ; Tribromomethane [CAS:75-25-2] ; 1,1,1-Trichloroethane [CAS:71-55-6] ; Trichloroethene [CAS:79-01-6] ; Chloroform [CAS:67-66-3] ; Benzene [CAS:71-43-2] in Methanol | 1 | ml | 24 | Volatile and Semi-volatile | Miscellaneous Standards | Yes
F128711 | OCs Standard Solution 23 components 200ng/ml each of Hexachlorobenzene [CAS:118-74-1] ; Aldrin [CAS:309-00-2] ; Dieldrin [CAS:60-57-1] ; Endrin [CAS:72-20-8] ; 4,4'-DDT [CAS:50-29-3] ; 4,4'-DDE [CAS:72-55-9] ; 4,4'-DDD (TDE) [CAS:72-54-8] ; 2,4'-DDT [CAS:789-02-6] ; 2,4'-DDE [CAS:3424-82-6] ; 2,4'-DDD [CAS:53-19-0] ; trans-Chlordane [CAS:5103-74-2] ; cis-Chlordane [CAS:5103-71-9] ; cis-Nonachlor [CAS:5103-73-1] ; trans-Nonachlor [CAS:39765-80-5] ; oxy-Chlordane [CAS:27304-13-8] ; Heptachlor [CAS:76-44-8] ; Heptachlor-endo-epoxide [CAS:28044-83-9] ; Heptachlor-exo-epoxide [CAS:1024-57-3] ; Mirex [CAS:2385-85-5] ; Alpha-HCH [CAS:319-84-6] ; Beta-HCH [CAS:319-85-7] ; Gamma-HCH (Lindane) [CAS:58-89-9] ; Delta-HCH [CAS:319-86-8] in n-Nonane | 1 | ml | 24 | Volatile and Semi-volatile | Miscellaneous Standards | Yes
F128871 | Haloalkanes/BTEX Calibration Solutions for headspace analysis 21 21 components; Dichloromethane [CAS:75-09-2] 40ug/ml ; trans-1,2-Dichloroethene [CAS:156-60-5] 40ug/ml ; cis-1,2-Dichloroethene [CAS:156-59-2] 120ug/ml ; Chloroform [CAS:67-66-3] 3ug/ml ; 1,1,1-Trichloroethane [CAS:71-55-6] 1.5ug/ml ; Tetrachloromethane [CAS:56-23-5] 0.2ug/ml ; Trichloroethene [CAS:79-01-6] 2.5ug/ml ; Tetrachloroethene [CAS:127-18-4] 0.5ug/ml ; Benzene [CAS:71-43-2] 50ug/ml ; Toluene [CAS:108-88-3] 50ug/ml ; Ethylbenzene [CAS:100-41-4] 50ug/ml ; m-Xylene [CAS:108-38-3] 50ug/ml ; o-Xylene [CAS:95-47-6] 50ug/ml ; p-Xylene [CAS:106-42-3] 50ug/ml ; Styrene [CAS:100-42-5] 50ug/ml ; Isopropylbenzene [CAS:98-82-8] 50ug/ml ; n-Propylbenzene [CAS:103-65-1] 50ug/ml ; 1,2,3-Trimethylbenzene [CAS:526-73-8] 50ug/ml ; 1,2,4-Trimethylbenzene [CAS:95-63-6] 50ug/ml ; 1,3,5-Trimethylbenzene [CAS:108-67-8] 50ug/ml ; Naphthalene [CAS:91-20-3] 100ug/ml in Methanol | 1 | ml | 24 | Volatile and Semi-volatile | Miscellaneous Standards | Yes
F860010 | Purgeable Aromatics Mixture - 7 components; 200ug/ml each of Benzene [CAS:71-43-2] ; Chlorobenzene [CAS:108-90-7] ; 1,2-Dichlorobenzene [CAS:95-50-1] ; 1,3-Dichlorobenzene [CAS:541-73-1] ; 1,4-Dichlorobenzene [CAS:106-46-7] ; Ethylbenzene [CAS:100-41-4] ; Toluene [CAS:108-88-3] in Methanol | 1 | ml | 24 | Volatile and Semi-volatile | Miscellaneous Standards | Yes
F860040 | Purgeable Aromatics Mixture - 11 components; 200ug/ml each of Benzene [CAS:71-43-2] ; Chlorobenzene [CAS:108-90-7] ; 1,2-Dichlorobenzene [CAS:95-50-1] ; 1,3-Dichlorobenzene [CAS:541-73-1] ; 1,4-Dichlorobenzene [CAS:106-46-7] ; Ethylbenzene [CAS:100-41-4] ; Toluene [CAS:108-88-3] ; o-Xylene [CAS:95-47-6] ; m-Xylene [CAS:108-38-3] ; p-Xylene [CAS:106-42-3] ; Methyl-tert.butylether [CAS:1634-04-4] in Methanol | 1 | ml | 24 | Volatile and Semi-volatile | Miscellaneous Standards | Yes
F860821 | Volatiles System Performance Check Mixture - 5 components; 2000ug/ml each of Tribromomethane (Bromoform) [CAS:75-25-2] ; Chlorobenzene [CAS:108-90-7] ; Chloromethane [CAS:74-87-3] ; 1,1-Dichloroethane [CAS:75-34-3] ; 1,1,2,2-Tetrachloroethane [CAS:79-34-5] in Methanol | 1 | ml | 24 | Volatile and Semi-volatile | Miscellaneous Standards | Yes
F860871 | GPC Calibration Standard Solution - 5 components; Corn oil [CAS:8001-30-7] 300mg/ml ; Phthalic acid,bis-2-ethylhexylester (Bis(2-ethylhexyl)phthalate) [CAS:117-81-7] 15mg/ml ; Pentachlorophenol [CAS:87-86-5] 1.4mg/ml ; Perylene [CAS:198-55-0] 0.1mg/ml ; Sulphur [CAS:7704-34-9] 0.5mg/ml in Acetone | 1 | ml | 24 | Volatile and Semi-volatile | Miscellaneous Standards | Yes
F861770 | VOC Liquid Mixture - Modified - 53 components; 200ug/ml each of Benzene [CAS:71-43-2] ; Bromobenzene [CAS:108-86-1] ; Bromodichloromethane [CAS:75-27-4] ; Tribromomethane [CAS:75-25-2] ; n-Butylbenzene [CAS:104-51-8] ; sec-Butylbenzene [CAS:135-98-8] ; tert-Butylbenzene [CAS:98-06-6] ; Tetrachloromethane [CAS:56-23-5] ; Chlorobenzene [CAS:108-90-7] ; Chloroform [CAS:67-66-3] ; 2-Chlorotoluene [CAS:95-49-8] ; 4-Chlorotoluene [CAS:106-43-4] ; Dibromochloromethane [CAS:124-48-1] ; 1,2-Dibromo-3-chloropropane [CAS:96-12-8] ; 1,2-Dibromoethane [CAS:106-93-4] ; Dibromomethane [CAS:74-95-3] ; 1,2-Dichlorobenzene [CAS:95-50-1] ; 1,3-Dichlorobenzene [CAS:541-73-1] ; 1,4-Dichlorobenzene [CAS:106-46-7] ; 1,1-Dichloroethane [CAS:75-34-3] ; 1,2-Dichloroethane [CAS:107-06-2] ; 1,1-Dichloroethene [CAS:75-35-4] ; cis-1,2-Dichloroethene [CAS:156-59-2] ; trans-1,2-Dichloroethene [CAS:156-60-5] ; 1,2-Dichloropropane [CAS:78-87-5] ; 1,3-Dichloropropane [CAS:142-28-9] ; 2,2-Dichloropropane [CAS:594-20-7] ; 1,1-Dichloropropene [CAS:563-58-6] ; cis-1,3-Dichloropropene [CAS:10061-01-5] ; trans-1,3-Dichloropropene [CAS:10061-02-6] ; Ethylbenzene [CAS:100-41-4] ; Hexachloro-1,3-butadiene [CAS:87-68-3] ; Isopropylbenzene [CAS:98-82-8] ; 4-Isopropyltoluene [CAS:99-87-6] ; Dichloromethane [CAS:75-09-2] ; Naphthalene [CAS:91-20-3] ; n-Propylbenzene [CAS:103-65-1] ; Styrene [CAS:100-42-5] ; 1,1,1,2-Tetrachloroethane [CAS:630-20-6] ; 1,1,2,2-Tetrachloroethane [CAS:79-34-5] ; Tetrachloroethene [CAS:127-18-4] ; Toluene [CAS:108-88-3] ; 1,2,3-Trichlorobenzene [CAS:87-61-6] ; 1,2,4-Trichlorobenzene [CAS:120-82-1] ; 1,1,1-Trichloroethane [CAS:71-55-6] ; 1,1,2-Trichloroethane [CAS:79-00-5] ; Trichloroethene [CAS:79-01-6] ; 1,2,3-Trichloropropane [CAS:96-18-4] ; 1,2,4-Trimethylbenzene [CAS:95-63-6] ; 1,3,5-Trimethylbenzene [CAS:108-67-8] ; o-Xylene [CAS:95-47-6] ; m-Xylene [CAS:108-38-3] ; p-Xylene [CAS:106-42-3] in Methanol | 1 | ml | 24 | Volatile and Semi-volatile | Miscellaneous Standards | Yes
F861820 | VOC Gases - 5 components; 200ug/ml each of Chloroethane [CAS:75-00-3] ; Chloromethane [CAS:74-87-3] ; Dichlorodifluoromethane [CAS:75-71-8] ; Fluorotrichloromethane [CAS:75-69-4] ; Vinylchloride [CAS:75-01-4] in Methanol | 1 | ml | 24 | Volatile and Semi-volatile | Miscellaneous Standards | Yes
F861900 | VOC Liquids - 54 components; 200ug/ml each of Benzene [CAS:71-43-2] ; Bromobenzene [CAS:108-86-1] ; Bromochloromethane [CAS:74-97-5] ; Bromodichloromethane [CAS:75-27-4] ; Tribromomethane [CAS:75-25-2] ; n-Butylbenzene [CAS:104-51-8] ; sec-Butylbenzene [CAS:135-98-8] ; tert-Butylbenzene [CAS:98-06-6] ; Tetrachloromethane [CAS:56-23-5] ; Chlorobenzene [CAS:108-90-7] ; Chloroform [CAS:67-66-3] ; 2-Chlorotoluene [CAS:95-49-8] ; 4-Chlorotoluene [CAS:106-43-4] ; Dibromochloromethane [CAS:124-48-1] ; 1,2-Dibromo-3-chloropropane [CAS:96-12-8] ; 1,2-Dibromoethane [CAS:106-93-4] ; Dibromomethane [CAS:74-95-3] ; 1,2-Dichlorobenzene [CAS:95-50-1] ; 1,3-Dichlorobenzene [CAS:541-73-1] ; 1,4-Dichlorobenzene [CAS:106-46-7] ; 1,1-Dichloroethane [CAS:75-34-3] ; 1,2-Dichloroethane [CAS:107-06-2] ; 1,1-Dichloroethene [CAS:75-35-4] ; cis-1,2-Dichloroethene [CAS:156-59-2] ; trans-1,2-Dichloroethene [CAS:156-60-5] ; 1,2-Dichloropropane [CAS:78-87-5] ; 1,3-Dichloropropane [CAS:142-28-9] ; 2,2-Dichloropropane [CAS:594-20-7] ; 1,1-Dichloropropene [CAS:563-58-6] ; cis-1,3-Dichloropropene [CAS:10061-01-5] ; trans-1,3-Dichloropropene [CAS:10061-02-6] ; Ethylbenzene [CAS:100-41-4] ; Hexachloro-1,3-butadiene [CAS:87-68-3] ; Isopropylbenzene [CAS:98-82-8] ; 4-Isopropyltoluene [CAS:99-87-6] ; Dichloromethane [CAS:75-09-2] ; Naphthalene [CAS:91-20-3] ; n-Propylbenzene [CAS:103-65-1] ; Styrene [CAS:100-42-5] ; 1,1,1,2-Tetrachloroethane [CAS:630-20-6] ; 1,1,2,2-Tetrachloroethane [CAS:79-34-5] ; Tetrachloroethene [CAS:127-18-4] ; Toluene [CAS:108-88-3] ; 1,2,3-Trichlorobenzene [CAS:87-61-6] ; 1,2,4-Trichlorobenzene [CAS:120-82-1] ; 1,1,1-Trichloroethane [CAS:71-55-6] ; 1,1,2-Trichloroethane [CAS:79-00-5] ; Trichloroethene [CAS:79-01-6] ; 1,2,3-Trichloropropane [CAS:96-18-4] ; 1,2,4-Trimethylbenzene [CAS:95-63-6] ; 1,3,5-Trimethylbenzene [CAS:108-67-8] ; o-Xylene [CAS:95-47-6] ; m-Xylene [CAS:108-38-3] ; p-Xylene [CAS:106-42-3] in Methanol | 1 | ml | 24 | Volatile and Semi-volatile | Miscellaneous Standards | Yes
F864601 | Regulated VOC Mixture - 12 components; 2000ug/ml each of Benzene [CAS:71-43-2] ; Bromodichloromethane [CAS:75-27-4] ; Tribromomethane (Bromoform) [CAS:75-25-2] ; Tetrachloromethane [CAS:56-23-5] ; Chloroform [CAS:67-66-3] ; Dibromochloromethane [CAS:124-48-1] ; 1,4-Dichlorobenzene [CAS:106-46-7] ; 1,2-Dichloroethane [CAS:107-06-2] ; 1,1-Dichloroethene [CAS:75-35-4] ; 1,1,1-Trichloroethane [CAS:71-55-6] ; Trichloroethene [CAS:79-01-6] ; Vinylchloride [CAS:75-01-4] in Methanol | 1 | ml | 24 | Volatile and Semi-volatile | Miscellaneous Standards | Yes
F864611 | Promulgated VOC Mixture - 12 components; 2000ug/ml each of Chlorobenzene [CAS:108-90-7] ; 1,2-Dichlorobenzene [CAS:95-50-1] ; cis-1,2-Dichloroethene [CAS:156-59-2] ; trans-1,2-Dichloroethene [CAS:156-60-5] ; 1,2-Dichloropropane [CAS:78-87-5] ; Ethylbenzene [CAS:100-41-4] ; Styrene [CAS:100-42-5] ; Tetrachloroethene [CAS:127-18-4] ; Toluene [CAS:108-88-3] ; o-Xylene [CAS:95-47-6] ; m-Xylene [CAS:108-38-3] ; p-Xylene [CAS:106-42-3] in Methanol | 1 | ml | 24 | Volatile and Semi-volatile | Miscellaneous Standards | Yes
F867641 | Semi-Volatiles GC/MS Tuning Standard - 4 components; 1000ug/ml each of Decafluorotriphenylphosphine [CAS:5074-71-5] ; Benzidine [CAS:92-87-5] ; Pentachlorophenol [CAS:87-86-5] ; 4,4'-DDT [CAS:50-29-3] in Dichloromethane | 1 | ml | 24 | Volatile and Semi-volatile | Miscellaneous Standards | Yes
F867731A | Disinfection By-products Mixture (without Chloropicrin) - 6 components; 5000ug/ml each of Bromochloroacetonitrile [CAS:83463-62-1] ; Dibromoacetonitrile [CAS:3252-43-5] ; Dichloroacetonitrile [CAS:3018-12-0] ; 1,1-Dichloro-2-propanone [CAS:513-88-2] ; Trichloroacetonitrile [CAS:545-06-2] ; 1,1,1-Trichloroacetone [CAS:918-00-3] in Acetone | 1 | ml | 24 | Volatile and Semi-volatile | Miscellaneous Standards | Yes
F867791 | Base/Neutrals Surrogate Standard Mixture - 3 components; 1000ug/ml each of 2-Fluorobiphenyl [CAS:321-60-8] ; Nitrobenzene D5 [CAS:4165-60-0] ; p-Terphenyl D14 [CAS:1718-51-0] in Dichloromethane | 1 | ml | 24 | Volatile and Semi-volatile | Miscellaneous Standards | Yes
F868341 | Haloacetic Acid Mix with Surrogate - 11 components; Bromochloroacetic Acid [CAS:5589-96-8] 40ug/ml ; Bromodichloroacetic acid [CAS:71133-14-7] 40ug/ml ; Dibromochloroacetic acid [CAS:5278-95-5] 100ug/ml ; Dalapon [CAS:75-99-0] 40ug/ml ; Dibromoacetic acid [CAS:631-64-1] 20ug/ml ; Dichloroacetic Acid [CAS:79-43-6] 60ug/ml ; Bromoacetic acid [CAS:79-08-3] 40ug/ml ; Monochloroacetic acid [CAS:79-11-8] 60ug/ml ; Tribromoacetic acid [CAS:75-96-7] 200ug/ml ; Trichloroacetic acid [CAS:76-03-9] 20ug/ml ; 2.3-Dibromopropionic acid [CAS:600-05-5] 100ug/ml in Methyl-tert.butylether | 1 | ml | 24 | Volatile and Semi-volatile | Miscellaneous Standards | Yes
F869391 | Reference oil concentrate - 3 components; Chlorobenzene [CAS:108-90-7] 25% (v/v) ; Iso-octane [CAS:540-84-1] 37.5% (v/v) ; n-Hexadecane [CAS:544-76-3] 37.5% (v/v) | 1 | ml | 24 | Volatile and Semi-volatile | Miscellaneous Standards | Yes
F869401 | Hexadecane/stearic acid (1:1) spiking solution (to be diluted 1:1) - 2 components; 4000ug/ml each of n-Hexadecane [CAS:544-76-3] ; Octadecanoic acid [CAS:57-11-4] in Acetone | 100 | ml | 24 | Volatile and Semi-volatile | Miscellaneous Standards | Yes
F869421 | Volatile Petroleum Hydrocarbons with Surrogate Std 14 components; Benzene [CAS:71-43-2] 500ug/ml ; 2,5-Dibromotoluene [CAS:615-59-8] 1000ug/ml ; Ethylbenzene [CAS:100-41-4] 500ug/ml ; Iso-octane [CAS:540-84-1] 1500ug/ml ; 2-Methylpentane [CAS:107-83-5] 1500ug/ml ; Methyl-tert.butylether [CAS:1634-04-4] 1500ug/ml ; Naphthalene [CAS:91-20-3] 1000ug/ml ; n-Nonane [CAS:111-84-2] 1000ug/ml ; n-Pentane [CAS:109-66-0] 1000ug/ml ; Toluene [CAS:108-88-3] 1500ug/ml ; 1,2,4-Trimethylbenzene [CAS:95-63-6] 1000ug/ml ; o-Xylene [CAS:95-47-6] 1000ug/ml ; m-Xylene [CAS:108-38-3] 1000ug/ml ; p-Xylene [CAS:106-42-3] 1000ug/ml in Methanol | 1 | ml | 24 | Volatile and Semi-volatile | Miscellaneous Standards | Yes
F870140 | Purgeable Internal Standard - 3 components; 2500ug/ml each of Bromochloromethane [CAS:74-97-5] ; Chlorobenzene D5 [CAS:3114-55-4] ; 1,4-Difluorobenzene [CAS:540-36-3] in Methanol | 1 | ml | 24 | Volatile and Semi-volatile | Miscellaneous Standards | Yes
F870180 | Internal Standard Mixture 4 components; 2000ug/ml each of Chlorobenzene D5 [CAS:3114-55-4] ; 1,4-Dichlorobenzene D4 [CAS:3855-82-1] ; 1,4-Difluorobenzene [CAS:540-36-3] ; Pentafluorobenzene [CAS:363-72-4] in Methanol | 1 | ml | 24 | Volatile and Semi-volatile | Miscellaneous Standards | Yes
F872091 | Non-Halogenated Volatiles Mix - 7 components; 100ug/ml each of Benzene [CAS:71-43-2] ; Ethylbenzene [CAS:100-41-4] ; Styrene [CAS:100-42-5] ; Toluene [CAS:108-88-3] ; o-Xylene [CAS:95-47-6] ; m-Xylene [CAS:108-38-3] ; p-Xylene [CAS:106-42-3] in Methanol | 1 | ml | 24 | Volatile and Semi-volatile | Miscellaneous Standards | Yes
F890141 | VOC-Mix: 11 components; Bromodichloromethane [CAS:75-27-4] 5000ug/ml ; Dibromochloromethane [CAS:124-48-1] 1000ug/ml ; 1,2-Dichloroethane [CAS:107-06-2] 10000ug/ml ; cis-1,2-Dichloroethene [CAS:156-59-2] 10000ug/ml ; Dichloromethane [CAS:75-09-2] 5000ug/ml ; Tetrachloroethene [CAS:127-18-4] 1000ug/ml ; Tetrachloromethane [CAS:56-23-5] 1000ug/ml ; Tribromomethane [CAS:75-25-2] 1000ug/ml ; 1,1,1-Trichloroethane [CAS:71-55-6] 1000ug/ml ; Trichloroethene [CAS:79-01-6] 1000ug/ml ; Chloroform (Trichloromethane) [CAS:67-66-3] 1000ug/ml in Methanol | 1 | ml | 24 | Volatile and Semi-volatile | Miscellaneous Standards | Yes
F890291 | Internal Standard Mixture - 3 components; 2500ug/ml each of Chlorobenzene D5 [CAS:3114-55-4] ; 1,4-Dichlorobenzene D4 [CAS:3855-82-1] ; Fluorobenzene [CAS:462-06-6] in Methanol | 1 | ml | 24 | Volatile and Semi-volatile | Miscellaneous Standards | Yes
F890321 | Surrogate Standard Mixture - 4 components; 2500ug/ml each of 4-Bromofluorobenzene [CAS:460-00-4] ; Dibromofluoromethane [CAS:1868-53-7] ; 1,2-Dichloroethane D4 [CAS:17060-07-0] ; Toluene D8 [CAS:2037-26-5] in Methanol | 1 | ml | 24 | Volatile and Semi-volatile | Miscellaneous Standards | Yes
F899820 | VOC-Mixture 10 components; 200ug/ml each of Bromodichloromethane [CAS:75-27-4] ; Dibromochloromethane [CAS:124-48-1] ; 1,2-Dibromoethane [CAS:106-93-4] ; 1,2-Dichloroethane [CAS:107-06-2] ; Tetrachloroethene [CAS:127-18-4] ; Tetrachloromethane [CAS:56-23-5] ; Tribromomethane [CAS:75-25-2] ; 1,1,1-Trichloroethane [CAS:71-55-6] ; Trichloroethene [CAS:79-01-6] ; Chloroform (Trichloromethane) [CAS:67-66-3] in Methanol Storage confitions: stored under normal laboratory conditions | 1 | ml | 24 | Volatile and Semi-volatile | Miscellaneous Standards | Yes
F869451A | Organophosphorus Pesticide Mixture - 20 components; 200ug/ml each of Azinphos-methyl [CAS:86-50-0] ; Sulprofos [CAS:35400-43-2] ; Chlorpyrifos [CAS:2921-88-2] ; Coumaphos [CAS:56-72-4] ; Demeton (O+S) [CAS:8065-48-3] ; Diazinon [CAS:333-41-5] ; Dichlorvos [CAS:62-73-7] ; Disulfoton [CAS:298-04-4] ; Ethoprophos [CAS:13194-48-4] ; Fensulfothion [CAS:115-90-2] ; Fenthion [CAS:55-38-9] ; Merphos [CAS:150-50-5] ; Parathion-methyl [CAS:298-00-0] ; Mevinphos [CAS:7786-34-7] ; Naled [CAS:300-76-5] ; Phorate [CAS:298-02-2] ; Fenchlorphos [CAS:299-84-3] ; cis-Tetrachlorvinphos [CAS:22248-79-9] ; Prothiophos [CAS:34643-46-4] ; Trichloronat [CAS:327-98-0] in n-Hexane / Acetone (1/1) | 1 | ml | 24 | Pesticide Standards | Miscellaneous Standards | Yes
F32291 | Organochloric Pesticide standard 20 components; 200ug/ml each of Aldrin [CAS:309-00-2] ; Alpha-HCH (alpha-BHC) [CAS:319-84-6] ; Beta-HCH (beta-BHC) [CAS:319-85-7] ; Delta-HCH (delta-BHC) [CAS:319-86-8] ; Gamma-HCH (Lindane) (gamma-BHC) [CAS:58-89-9] ; 4,4'-DDD (TDE) [CAS:72-54-8] ; 4,4'-DDE [CAS:72-55-9] ; 4,4'-DDT [CAS:50-29-3] ; Dieldrin [CAS:60-57-1] ; Endosulfan-alpha (Endosulfan I) [CAS:959-98-8] ; Endosulfan-beta (Endosulfan II) [CAS:33213-65-9] ; Endosulfan-total (sulfate) [CAS:1031-07-8] ; Endrin [CAS:72-20-8] ; Endrin aldehyde [CAS:7421-93-4] ; Endrin ketone [CAS:53494-70-5] ; Heptachlor [CAS:76-44-8] ; Heptachlor-exo-epoxide (Heptachlor epoxide) [CAS:1024-57-3] ; Methoxychlor (DMTD) [CAS:72-43-5] ; cis-Chlordane [CAS:5103-71-9] ; trans-Chlordane [CAS:5103-74-2] in n-Hexane / Toluene (1/1) Storage conditions: Stored under normal laboratory conditions | 1 | ml | 24 | Pesticide Standards | Miscellaneous Standards | Yes
F128631 | Carbonyl Compounds Standard Solution 15 components 15ug/ml each of Acetaldehyde-DNPH [CAS:1019-57-4] ; Acetone-DNPH [CAS:1567-89-1] ; Acrolein-DNPH [CAS:888-54-0] ; Benzaldehyde-DNPH [CAS:1157-84-2] ; n-Butyraldehyde-DNPH [CAS:1527-98-6] ; Crotonaldehyde-DNPH [CAS:1527-96-4] ; 2,5-Dimethylbenzaldehyde-DNPH [CAS:152477-96-8] ; Formaldehyde-DNPH [CAS:1081-15-8] ; Hexaldehyde-DNPH [CAS:1527-97-5] ; Isovaleraldehyde-DNPH [CAS:2256-01-1] ; Propionaldehyde-DNPH [CAS:725-00-8] ; o-Tolualdehyde-DNPH [CAS:1773-44-0] ; p-Tolualdehyde-DNPH [CAS:2571-00-8] ; m-Tolualdehyde-DNPH [CAS:2880-05-9] ; Valeraldehyde-DNPH [CAS:2057-84-3] in Acetonitrile | 1 | ml | 24 | Carbonyl Standards | Miscellaneous Standards | Yes
F128641 | Carbonyl Compounds Standard Solution 13 components 15ug/ml each of Acetaldehyde-DNPH [CAS:1019-57-4] ; Acetone-DNPH [CAS:1567-89-1] ; Acrolein-DNPH [CAS:888-54-0] ; Benzaldehyde-DNPH [CAS:1157-84-2] ; 2-Butanone-DNPH [CAS:958-60-1] ; n-Butyraldehyde-DNPH [CAS:1527-98-6] ; Crotonaldehyde-DNPH [CAS:1527-96-4] ; Formaldehyde-DNPH [CAS:1081-15-8] ; Hexaldehyde-DNPH [CAS:1527-97-5] ; Methacrolein-DNPH [CAS:5077-73-6] ; Propionaldehyde-DNPH [CAS:725-00-8] ; m-Tolualdehyde-DNPH [CAS:2880-05-9] ; Valeraldehyde-DNPH [CAS:2057-84-3] in Acetonitrile | 1 | ml | 24 | Carbonyl Standards | Miscellaneous Standards | Yes
F128661 | Aldehyde/Ketone-DNPH Check Standard Solution 13 components 1ug/ml each of Acetaldehyde-DNPH [CAS:1019-57-4] ; Acetone-DNPH [CAS:1567-89-1] ; Acrolein-DNPH [CAS:888-54-0] ; Benzaldehyde-DNPH [CAS:1157-84-2] ; 2-Butanone-DNPH [CAS:958-60-1] ; n-Butyraldehyde-DNPH [CAS:1527-98-6] ; Crotonaldehyde-DNPH [CAS:1527-96-4] ; Formaldehyde-DNPH [CAS:1081-15-8] ; Hexaldehyde-DNPH [CAS:1527-97-5] ; Methacrolein-DNPH [CAS:5077-73-6] ; Propionaldehyde-DNPH [CAS:725-00-8] ; m-Tolualdehyde-DNPH [CAS:2880-05-9] ; Valeraldehyde-DNPH [CAS:2057-84-3] in Acetonitrile | 1 | ml | 24 | Carbonyl Standards | Miscellaneous Standards | Yes
Other mixtures
CODE | DESCRIPTION | VOL | MSR | VALIDITY | PURPOSE | PRESCRIPTION | ISO 17034\ ISO 17025
RD0097731 | DNPH-Mix - 15 components; 100ug/ml each of 2-Butanone-DNPH [CAS:958-60-1] ; Acetaldehyde-DNPH [CAS:1019-57-4] ; Acetone-DNPH [CAS:1567-89-1] ; Acrolein-DNPH [CAS:888-54-0] ; Benzaldehyde-DNPH [CAS:1157-84-2] ; n-Butyraldehyde-DNPH [CAS:1527-98-6] ; Crotonaldehyde-DNPH [CAS:1527-96-4] ; Cyclohexanone-DNPH [CAS:1589-62-4] ; Formaldehyde-DNPH [CAS:1081-15-8] ; Isovaleraldehyde-DNPH [CAS:2256-01-1] ; m-Tolualdehyde-DNPH [CAS:2880-05-9] ; o-Tolualdehyde-DNPH [CAS:1773-44-0] ; p-Tolualdehyde-DNPH [CAS:2571-00-8] ; Valeraldehyde-DNPH [CAS:2057-84-3] ; Propionaldehyde-DNPH [CAS:725-00-8] in Acetonitrile Storage conditions: Long-term stability: store in a freezer; Shipping :styrofoam box with ice packs | 1 | ml | 6 |  |  | Yes
5080-8842.1.3 | FID Sample - 218mg/l each of n-Tetradecane [CAS:629-59-4] ; n-Pentadecane [CAS:629-62-9] ; n-Hexadecane [CAS:544-76-3] in n-Hexane , 3x1ml Storage conditions: Long-term stability:store in a refrigerator; Shipping: at room temp. | 3 | ml | 24 |  |  | Yes
5182-9733.1.1 | OQ/PV headspace sample - 3 components; 2.01mg/l each of Nitrobenzene [CAS:98-95-3] ; 1,2-Dichlorobenzene [CAS:95-50-1] ; tert-butyl disulfide [CAS:110-06-5] in Ethanol Storage conditions: Long-term stability:store in a refrigerator; Shipping: at room temp. | 1 | ml | 24 |  |  | Yes
5188-5372.1.3 | MDL standard, 3x1ml of 4 components; n-Tridecane [CAS:629-50-5] 2.37mg/l ; n-Tetradecane [CAS:629-59-4] 2.37mg/l ; n-Pentadecane [CAS:629-62-9] 23.7mg/l ; n-Hexadecane [CAS:544-76-3] 23.7mg/l in Iso-octane Storage conditions: Long-term stability:store in a refrigerator; Shipping: at room temp. | 3 | ml | 12 |  |  | Yes
e-Cigar Standards
CODE | DESCRIPTION | VOL | MSR | VALIDITY | PURPOSE | PRESCRIPTION | ISO 17034\ ISO 17025
RD002652L1 | E-cigarette reference standard - Propylene glycol [CAS:57-55-6] 49.5% w/w ; Glycerol [CAS:56-81-5] 49.5% w/w ; Nicotine [CAS:54-11-5] 1% w/w Storage conditions: Long-term stability:store in a refrigerator; Shipping: at room temp. | 100 | g | 24 |  | Miscellaneous Standards | Yes
RD00265210 | E-cigarette reference standard - Propylene glycol [CAS:57-55-6] 49.5% w/w ; Glycerol [CAS:56-81-5] 49.5% w/w ; Nicotine [CAS:54-11-5] 1% w/w Storage conditions: Long-term stability:store in a refrigerator; Shipping: at room temp. | 10 | g | 24 |  | Miscellaneous Standards | Yes